## General Lab Equipment
Laboratory Equipment
Tel: +7 (812) 448-76-10, 322-9600, 449-3122, 449-3123, email: info@ecohim.ru
June 2017
| LABORATORY EQUIPMENT |  | USD, (EXW S.Peterburg, Russia)
Equipment for analysis of oil and oil products
1.40.10.0086 | Analyser of water cloud point, chilling point and freezing point PE-7200A | unit | 11000
1.40.10.0083 | Pour&Cloud Point Tester for Petroleum Products with possibility of connection of computer PE-7200I | unit | 4350
1.40.10.0162 | Pensky-Martens Closed Cup Flash Point Tester PE-TVZ | unit | 1830
1.40.10.0165 | Cleveland Open Cup Flash Piont Tester PE-TVO | unit | 1830
1.40.10.0190 | Motor fuel filtering factor tester UOVT-01 | set | 235
1.40.50.0045 | Laboratory set №2M6U for express analysis of fuel (Octanometer PE-7300 is included in the set) | set | 1730
1.40.10.0547 | Octanometer PE-7300M | unit | 1215
1.40.10.0549 | Octanometer calibration PE-7300 | unit | 120
1.40.15.07.01 | Cooling bath for paraffin determination in crude oil PE-4200 | unit | 580
Sulfir-in-oil-analysers and consumable materials for analysers
| Energy-Dispersive X-ray Sulfur-in-Oil Analyzer PE-7700 | unit | 15000
1.15.40.0010 | Measuring cuvettes KI-28 | unit | 2
1.15.40.0011 | Measuring cuvettes KI-32 (for Spectroscan-S) | unit | 3.5
1.15.40.0050 | Mylar film 3 mcm. | roll | 35
1.15.40.0055 | Mylar film 4 mcm. | roll | 35
1.15.40.0040 | Mylar film 5 mcm. | roll | 35
1.15.40.0030 | Mylar film 6 mcm. | roll | 35
1.15.40.0099 | Film Hostaphan 3,5 mcm. | roll | 35
1.15.40.0070 | Polycarbonate film 3,5 mcm. | roll | 35
1.15.40.0020 | Polycarbonate film 6 mcm. | roll | 35
1.15.40.0012 | Thermal paper 111 mm. for X-ray fluorescence sulfur-in-oil analysers ASE-1 | roll | 2
1.15.40.0013 | Thermal paper 57 mm. for analysers Spectroscan-S and Lab X-3500 (Oxford) | roll | 1.5
1.15.40.0014 | Thermal paper 80 mm. for analysers of sulfur SLFA-20 (Horiba) | roll | 2.5
Water Distillers
1.100.0010.0 | Water distillers PE-2205 (5l/hour) | unit | 275
1.100.0020.0 | Water distillers PE-2210 (10l/hour) | unit | 315
1.100.0030.0 | Water distillers PE-2220 (20l/hour) | unit | 390
Laboratory centrifuges
1.75.45.2000 | Laboratory centrifuge PE-6900 (4000 turns/min) | unit | 288.3333
1.75.45.2010 | Laboratory centrifuge PE-6910 (4000 turns/min) | unit | 580
1.75.45.2020.6 | Laboratory centrifuge PE-6926 with rotor 12*10 ml. | unit | 1750
1.75.45.2020.5 | Laboratory centrifuge PE-6926 with rotor 8*7 ml. | unit | 1550
1.75.45.2020.4 | Laboratory centrifuge PE-6926 with rotor 10*5 ml. | unit | 1480
1.75.45.2020.1 | Laboratory centrifuge PE-6926 with rotor 12*1,5/2 ml. | unit | 1200
1.75.45.2020.2 | Laboratory centrifuge PE-6926 with rotor 18*1,5/0,5 ml. | unit | 1362
1.75.45.2020.3 | Laboratory centrifuge PE-6926 with rotor 24*1,5/2 ml. | unit | 1405
Rotors for centrifuge PE-6926
| Rotor 8х7 ml. for centrifuge PE-6926 | unit | 298
| Rotor 10х5 ml. for centrifuge PE-6926 | unit | 235
| Rotor 12х1,5/2 ml. for centrifuge PE-6926 | unit | 160
| Rotor 12х10 ml. for centrifuge PE--6926 | unit | 528
| Rotor 18х1,5/0,5ml. for centrifuge PE-6926 | unit | 295
| Rotor 24х1,5/2 ml. for centrifuge PE-6926 | unit | 330
Magnetic Stirrers
1.75.45.0010 | Magnetic stirrer PE-6100 | unit | 57
1.75.45.0020 | Magnetic stirrer PE-6110 with heating | unit | 89
200.01.2010 | Magnetic stirrer ES-6120 with heating | unit | 235
1.75.45.0012 | Multiple magnetic stirrer PE-6600 | unit | 500
1.75.45.0030 | Stirring bar for magnetic stirrer (teflon) 27,5x7 mm. | unit | 2.5
Laboratory shakers
1.75.45.0040 | Double laboratory shaker PE-6300 with heating | unit | 880
1.75.45.0050 | Multiple laboratory shaker PE-6410 (PE-0034) with heating | unit | 1280
1.75.45.0060 | Laboratory shaker PE-6500 without heating | unit | 560
Overhead stirrers
1.75.45.0080 | Overhead stirrer PE-8300 without support | unit | 880
1.75.45.0070 | Overhead stirrer PE-8100 with support ES-2720 | unit | 1180
1.75.45.0090 | Overhead stirrer PE-8310 with support PE-2730 | unit | 1250
200.01.1010 | Overhead stirrer ES-8300 without support | unit | 400
200.01.1015 | Overhead stirrer ES-8300 D (digital display) without support | unit | 600
200.01.1020 | Overhead stirrer ES-8400 without support | unit | 500
200.01.2040 | Clamp for support ES-2720/PE-2730 | unit | 30
200.01.1040 | Propeller stirrer IM 2 | unit | 15
200.01.1050 | Special stirrer for dissolution IM 3 | unit | 38
200.01.1060 | Propeller stirrer IM 4 | unit | 17
200.01.1070 | Propeller stirrer IM 5 | unit | 17
200.01.1080 | Centrifugal stirrer IM 6 | unit | 65
200.01.1090 | Bladed stirrer IM 7 | unit | 45
200.01.2000 | Centrifugal stirrer IM 8 | unit | 20
200.01.2090 | Turbine stirrer IM 9 for oil product in water | unit | 20
200.01.2070 | Sheet stirrer with openings in blades IM 14 for chloride salts | unit | 20
200.01.2045 | Teflon adapter TS-2 for slice 29/32 | unit | 30
Extractors
43 0153 00 00 | Power supply unit for Extractor PE-8000 | unit | 200
1.75.45.0110 | Extractor PE-8000 (with LCD and timer) | unit | 1250
1.21.20.87 | Extractor ES-8000D (with display) | unit | 900
200.01.2080 | Extractor ES-8000 (without display) | unit | 650
1.75.45.0140 | Extractor PE-8110 (with LCD and timer) | unit | 1330
1.21.2086 | Extractor ES-8110D (with display) | unit | 950
1.21.2088 | Extractor ES-8110 (without display) | unit | 700
Laboratory baths
1.75.50.0020 | Extraction COD Bath 3*2 Holes PE-4300 | unit | 800
1.75.50.0030 | Digital Water Bath, (30L) PE-4310 | unit | 520
1.75.50.0040 | Digital Water Bath, (11L) PE-4312 | unit | 460
1.75.50.0042 | Digital Oil Bath (11L) PE-4342 | unit | 930
Refrigerated circulation baths
200.01.3040 | Refrigerated circulation bath PE-4522 (11L) -20…+120°С | unit | 2525
200.01.3050 | Refrigerated circulation bath PE-4542 (11L) -40…+120°С | unit | 2875
Drying ovens
1.75.55.0220 | Drying oven PE-4610 (64L) Vertical | unit | 900
1.75.55.0223 | Drying oven PE-4610 (56L) Horizontal | unit | 1650
1.21.40.31 | Shelves for drying oven PE-4610 | unit | 25
1.75.55.0221 | Drying oven PE-4630М (120 L) | unit | 1935
1.75.55.0222 | Drying oven PE-4620М (25 L) | unit | 1535
1.21.40.10 | Drying oven ES-4610 (58 L) | unit | 900
1.21.40.20 | Drying oven ES-4620 (34 L) | unit | 800
1.21.40.30 | Shelf for drying oven ES-4610 | unit | 50
1.21.40.40 | Shelf for drying oven ES-4620 | unit | 30
.21.40.25 | Muffle furnace PE-4820 | unit | 1365
Heating mantles
1.75.50.1050 | Heating mantle PE-4100М (0,5 L) analogue | unit | 325
1.75.50.1060 | Heating mantle PE-4110М (1,0 L) analogue | unit | 365
1.75.50.1070 | Heating mantle PE-4120М (0,25 L) analogue | unit | 316
1.75.50.1080 | Heating mantle PE-4130М (2,0 L) analogue | unit | 382
1.75.50.2050 | Heating mantle PE-4100 (0,5 L) digital | unit | 468
1.75.50.2060 | Heating mantle PE-4110 (1,0 L) digital | unit | 478
1.75.50.2070 | Heating mantle PE-4120 (0,25 L) digital | unit | 446
1.75.50.2080 | Heating mantle PE-4130 (2,0 L) digital | unit | 508
1.75.50.3000 | Heating mantle (3-position) PE-4100-3 (3 х 0,5 L) digital | unit | 1228
1.75.50.3010 | Temperature sensor with fastening for heating mantles PE | unit | 63
200.01.0050 | Heating mantle ES-4120 (0,25 L) | unit | 140
200.01.0010 | Heating mantle ES-4100 (0,5 L) | unit | 155
200.01.0030 | Heating mantle ES-4110 (1 L) | unit | 178
200.01.0070 | Heating mantle ES-4130 (2 L) | unit | 215
200.01.0120 | Heating mantle ES-4100-3 (0,5 L x3) (3-position) | unit | 785
200.01.0110 | Heating mantle ES-4110-3 (1,0 L x3) (3-position) | unit | 979
200.01.0141 | The set of supports for 3-position heating mantles | unit | 67.9163
200.01.0090 | Heating mantle ESF-4140 (0,1 L) | unit | 48
200.01.0060 | Heating mantle ESF-4120 (0,25 L) | unit | 75
200.01.0020 | Heating mantle ESF-4100 (0,5 L) | unit | 85
200.01.0040 | Heating mantle ESF-4110 (1 L) | unit | 95
200.01.0080 | Heating mantle ESF-4130 (2 L) | unit | 125
200.01.0095 | Beaker heater ESB-4110 (1 L) | unit | 108
200.01.0096 | Beaker heater ESB-4120 (0,25 L) | unit | 78
200.01.1000 | Temperature controller ES-2100 | unit | 50
43 0047 00 00 | Temperature controller PE-2100 | unit | 205
| Fabric heating mantle ESF-4110S (1,0 l) | unit | 1046
Laboratory hot plates
200.01.3015 | Hot plates ES-HS3030М (aluminium) | unit | 220
200.01.3025 | Hot plates ES-HS3545М (aluminium) | unit | 298
200.01.3035 | Hot plates ES-HS3560М (aluminium) | unit | 391
200.01.0102 | Hot plates ES-HА3040 (stainless steel) | unit | 672
200.01.0101 | Hot plates ES-HА4060 (stainless steel) | unit | 1048
200.01.0103 | Hot plates ES-HF3040 (teflon) | unit | 674
200.01.0100 | Hot plates ES-HF4060 (teflon) | unit | 1116
200.01.2020 | Hot plates ES-H3040 (metal-ceramic) | unit | 1221
200.01.2030 | Hot plates ES-H4040 (metal-ceramic) | unit | 1302
200.01.2060 | Hot plates ES-H3060 (metal-ceramic) | unit | 1440
Dry block heaters
1.75.50.0090 | Dry block heater PE-4010; 22 slots d=18х85mm. | unit | 1025
1.75.50.0100 | Dry block heater PE-4020; 15 slots d=21,5х85mm. | unit | 1025
1.75.50.0110 | Dry block heater PE-4030; 14 slots d=23х45mm. | unit | 890
1.75.50.0093 | Dry block heater PE-4050; 24 slots d=17х45mm. (for COD) | unit | 1025
Glassware dryers
1.75.10.0240 | Glassware Dryer PE-2000 | unit | 420
1.75.10.0246 | Glassware Dryer PE-2010 | unit | 490
1.75.10.02450 | Glassware dryer 48-position | unit | 33.3333
1.75.10.02455 | Glassware dryer 55-position with tray | unit | 33.3333
Pumping systems
1.75.10.0040 | Pumping system PE-3000 for aggressive liquid with foot pump | unit | 172
1.75.10.0050 | Pumping system PE-3010 for aggressive liquid with foot pump and damper | unit | 162
Laboratory jack
1.75.10.0100 | Laboratory jack PE-2400 big | unit | 58.5
1.75.10.0110 | Laboratory jack PE-2410 small | unit | 45
1.75.10.0120 | Laboratory jack PE-2420 with support | unit | 105
1.75.10.0122 | Laboratory jack PE-2430 fastener for support | unit | 146
1.21.30.40 | Laboratory jack ES-2400 big | unit | 50
1.21.30.50 | Laboratory jack ES-2410 medium | unit | 44
1.21.30.60 | Laboratory jack ES-2420 small | unit | 25
Laboratory supports
1.75.10.0260 | Laboratory support PE-2700 | unit | 67.0833
1.75.10.0270 | Laboratory support PE-2710 for burettes | unit | 49.5833
1.75.10.0280 | Support PE-2910 for pipettes | unit | 20
1.75.10.0290 | Support PE-2920 for 6 cylindrical separatory funnels 100ml. | unit | 20
1.75.10.0300 | Support PE-2930 for 6 cylindrical separatory funnels 250ml. | unit | 20
1.75.10.0310 | Support PE-2940 for 6 cylindrical separatory funnels 500ml. | unit | 20
1.75.10.0320 | Support PE-2950 for 6 cylindrical separatory funnels 1000ml. | unit | 20
1.75.10.0330 | Support PE-2960 for 3 round and pear-shaped separatory funnels 250 ml. and 500 ml. | unit | 20
1.75.10.0340 | Support PE-2970 for glass chromatographic columns | unit | 20
200.01.1030 | Support ES-2720 for overhead stirrers ES-8300, ES-8400 | unit | 70
1.75.10.0250 | Support PE-2730 for overhead stirrers | unit | 138.6875
Sample systems
Water sample systems
1.75.40.0020 | Sample system PE-1110 teflon | unit | 220.2083
1.75.40.0030 | Sample system PE-1220 teflon | unit | 268.3333
Oil samplers
1.75.40.0065 | Sampler PE-1600 brass without chain | unit | 178.4772
1.75.40.0060 | Sampling equipment PE-1600 for sampling of oil products with 12 m chain | unit | 209
1.75.40.0075 | Sampler PE-1610 brass without chain | unit | 169
1.75.40.0070 | Sampling equipment PE-1610 for sampling of heavy and viscous oil with 12 m chain | unit | 209
1.75.40.0185 | Sampler PE-1620 for sampling of oil products | unit | 120
1.75.40.0080 | Sampler PE-1630 with 5 m. rope for sampling of oil products | unit | 130
1.75.40.0085 | Sampler PE-1630 with 10 m. rope for sampling of oil products | unit | 135
1.75.40.0100 | Sampling equipment PE-1640 A for sampling according to GOST 1756-2000 | unit | 145
1.75.40.0105 | Sampling equipment PE-1640 B for sampling according to GOST 1756-2000 | unit | 155
1.75.40.0090 | Sampling equipment PE-1650 A for sampling of oil products (bottle volume 500ml) | unit | 132
1.75.40.0091 | Sampler PE-1650 for sampling of oil products | unit | 155
1.75.40.0110 | Sampling equipment PE-1660 A for viscous oil products | unit | 138
1.75.40.0115 | Sampler PE-1660 for sampling of thick oil products | unit | 145
Spectrophotometers and accessories
Spectrophotometers
200.04.0011 | Spectrophotometer PE-5300VI | unit | 1150
200.04.0021 | Spectrophotometer PE-5400VI | unit | 1700
200.04.0031 | Spectrophotometer PE-5400UV | unit | 2500
200.04.0041 | Software SC5400 for scanning on wavelength | set | 250
200.04.001.1 | Spectrophotometer PE-5300VI with cell holder for 4 cuvettes | unit | 1200
200.04.0021.1 | Spectrophotometer PE-5400VI with cell holder for 6 cuvettes | unit | 1900
200.04.0031.1 | Spectrophotometer PE-5400UV with cell holder for 6 cuvettes | unit | 2630
Cuvettes
1.10.30.40.0015 | Quartz cuvette 5 mm., ECROS | unit | 17
1.10.30.40.0014 | Quartz cuvette 10 mm., ECROS | unit | 25
1.10.30.40.0016 | Quartz cuvette 20 mm., ECROS | unit | 28
1.10.30.40.0017 | Quartz cuvette 30 mm., ECROS | unit | 45
1.10.30.40.0018 | Quartz cuvette 50 mm., ECROS | unit | 65
1.10.30.40.0013 | Quartz cuvette 100 mm., ECROS | unit | 90
1.10.30.40.0001 | Glass cuvette 5 mm., ECROS | unit | 2.5
1.10.30.40.0002 | Glass cuvette 10 mm., ECROS | unit | 3
1.10.30.40.0003 | Glass cuvette 20 mm., ECROS | unit | 4
1.10.30.40.0004 | Glass cuvette 30 mm., ECROS | unit | 5
1.10.30.40.0005 | Glass cuvette 50 mm., ECROS | unit | 7
1.10.30.40.0006 | Glass cuvette 100 mm., ECROS | unit | 17
1.10.30.40.0035 | Quartz cuvette KFK 5 mm., ECROS | unit | 45
1.10.30.40.0025 | Quartz cuvette KFK 10 mm., ECROS | unit | 52.7167
1.10.30.40.0026 | Quartz cuvette KFK 20 mm., ECROS | unit | 75.6
1.10.30.40.0027 | Quartz cuvette KFK 30 mm., ECROS | unit | 101.3333
1.10.30.40.0028 | Quartz cuvette KFK 50 mm., ECROS | unit | 147.1
1.10.30.40.0030 | Quartz cuvette KFK 100 mm., ECROS | unit | 140
1.10.30.40.0019 | Glass cuvette KFK 5 mm., ECROS | unit | 7
1.10.30.40.0020 | Glass cuvette KFK 10 mm., ECROS | unit | 8
1.10.30.40.0021 | Glass cuvette KFK 20 mm., ECROS | unit | 11
1.10.30.40.0022 | Glass cuvette KFK 30 mm., ECROS | unit | 13
1.10.30.40.0023 | Glass cuvette KFK 50 mm., ECROS | unit | 20
1.10.30.40.0024 | Glass cuvette KFK 100 mm., ECROS | unit | 25
Holders for cuvettes and colour filters
1.10.30.20.0340 | Adapter for cuvettes and colour filters | unit | 2
1.10.30.20.0400 | Cell holder 4-position for PE-5300VI (cuvettes 10*5…50mm.) | unit | 70
1.10.30.20.0401 | Cell holder for PE-5400VI/UV (6-position, cuvette 10*5…50mm.) | unit | 210
Lamps for spectrophotometers
1.10.30.20.0308 | W- lamp PE-5300VI, PE-5400VI, PE-5400UV | unit | 12
1.10.30.20.0310 | D2-lamp for spectrophotometer PE-5400UV | unit | 450
COD (chemical oxigen determination) sets in water for spectrophotometers PE-5XXX
1.10.30.20.0317 | COD (chemical oxigen determination) set in water for spectrophotometers PE-5300VI, PE-5400VI, PE-5400UV | unit | 400
Sieving equipment
1.75.45.0165 | Electrodynamic vibrating table PE-6700 | unit | 1250
Sieves
Sieves C20/100 (dia 200 mm, height 100 mm)
| - with perforated fabric | unit | 113
- with sieves made by laser cutting method
| - mesh size 3.5 - 5.5 mm | unit | 219
| - mesh size 6.5 - 16.0 mm | unit | 171
| - mesh size more 16.0 mm | unit | 145
Sieves C30/50 (dia 300 mm, height 50 mm)
| - mesh size 0.04 - 2.5 mm, bronze, brass; | unit | 90
| - mesh size 0.04 - 4.0 mm, stainless steel; | unit | 100
| - with perforated fabric | unit | 107
- with sieves made by laser cutting method
| - mesh size 3.5 - 5.5 mm | unit | 179.8483
| - mesh size 6.5 - 16.0 mm | unit | 150.7552
| - mesh size more 16.0 mm | unit | 119.0172
Sieves C30/100 (dia 300 mm, height 100 mm)
| - with perforated fabric | unit | 119.0172
- with sieves made by laser cutting method
| - mesh size 3.5 - 5.5 mm | unit | 232.7448
| - mesh size 6.5 - 16.0 mm | unit | 185.1379
| - mesh size more 16.0 mm | unit | 145.4655
Sieves C50/70 (dia 500 mm, height 70 mm)
| - mesh size from 0.315 to 2.5 mm, bronze, brass; | unit | 240.6793
| - mesh size from 0.315 to 4.0 mm, stainless steel; | unit | 282.9966
| - with perforated fabric from 0.8 to 12.0 mm; | unit | 314.7345
- with sieves made by laser cutting method
| - mesh size from 5.6 to 16.0 mm | unit | 452.2655
| - mesh size more than 16.0 mm | unit | 396.7241
| 11. Disassemblable sieve С 12Р | unit | 581.8621
| 12. Disassemblable sieve С 20Р | unit | 740.5517
Rotary Evaporator
200.01.2051 | Rotary evaporator PE-8910 | unit | 2950
200.01.2050 | Rotary evaporator PE-8920 | unit | 3950
200.01.2055 | Water chiller PE-4550 | unit | 3650
200.01.2065 | Vacuum pump PE-3935B | unit | 494
| Automatic Coulometric Karl Fischer Titrator |  | USD, (EXW S.Peterburg, Russia)
1.60.20.10.0075 | Coulometric Titrator by Karl Fischer's Method PE-9210 | set | 4850
1.60.20.10.0200 | Thermal printer for Karl Fischer Titrator | unit | 350

## Titrator KF
Tel: +7 (812) 448-76-10, 322-9600, 449-3122, 449-3123, email: info@ecohim.ru
| Automatic Coulometric Karl Fischer Titrator |  | USD, (EXW S.Peterburg, Russia)
1.60.20.10.0075 | Coulometric Titrator by Karl Fischer's Method PE-9210 | set | 4850
1.60.20.10.0200 | Thermal printer for Karl Fischer Titrator | unit | 350

## Pippets and Tips
Tel: +7 (812) 448-76-10, 322-9600, 449-3122, 449-3123, email: info@ecohim.ru
| Electronic and mechanic pipettes |  | USD, (EXW S.Peterburg, Russia)
1.75.30.30.0110 | Pipette controller 10-100 ml (pump) | unit | 325
код товара | Mechanic pipettes
ECROS pipettes (SMART) autoclave single-channel adjustable volume
1.75.30.50.00051 | Pipette ECROS OP(А)-0,5-10 (Smart) | unit | 180
1.75.30.50.00111 | Pipette ECROS OP(А)-1000-10000 (Smart) | unit | 180
1.75.30.50.00071 | Pipette ECROS OPА)-100-1000 (Smart) | unit | 180
1.75.30.50.00061 | Pipette ECROS OP(А)-10-100 (Smart) | unit | 180
1.75.30.50.00101 | Pipette ECROS OP(А)-20-200 (Smart) | unit | 180
1.75.30.50.00091 | Pipette ECROS OP(А)-2-20 (Smart) | unit | 180
1.75.30.50.00081 | Pipette ECROS OP(А)-500-5000 (Smart) | unit | 180
1.75.30.50.00121 | Pipette ECROS OPП(А)-5-5 (Smart) | unit | 180
ECOHIM pipettes (New) single- channel adjustable volume
1.75.30.50.0020 | Pipette ECOHIM- OP-0,5-10 (new) | unit | 85
1.75.30.50.0030 | Pipette ECOHIM- OP-2-20 (new) | unit | 85
1.75.30.50.0040 | Pipette ECOHIM- OP-5-50 (new) | unit | 85
1.75.30.50.0050 | Pipette ECOHIM- OP-10-100 (new) | unit | 70
1.75.30.50.0060 | Pipette ECOHIM- OP-20-200 (new) | unit | 70
1.75.30.50.0070 | Pipette ECOHIM- OP-100-1000 (new) | unit | 70
1.75.30.50.0080 | Pipette ECOHIM- OP-500-5000 (new) | unit | 85
1.75.30.50.0090 | Pipette ECOHIM- OP-1000-10000 (new) | unit | 85
ECOHIM pipettes (New) autoclave single-channel adjustable volume
1.75.30.30.0038 | Pipette ECOHIM- OPA-0,5-10 | unit | 123
1.75.30.30.0042 | Pipette ECOHIM- OPA-2-20 | unit | 123
1.75.30.30.0044 | Pipette ECOHIM- OPA-5-50 | unit | 123
1.75.30.30.0039 | Pipette ECOHIM- OPA-10-100 | unit | 80
1.75.30.30.0043 | Pipette ECOHIM- OPA-20-200 | unit | 80
1.75.30.30.0040 | Pipette ECOHIM- OPA-100-1000 | unit | 80
1.75.30.30.0045 | Pipette ECOHIM- OPA-500-5000 | unit | 93
1.75.30.30.0076 | Pipette ECOHIM- OPA-1000-10000 | unit | 93
ECROS pipettes (SMART) autoclave single-channel fixed volume
1.75.30.50.00141 | Pipette ECROS OF(A)-10 (Smart) | unit | 87.5
1.75.30.50.00151 | Pipette ECROS OF(A)-100 (Smart) | unit | 105
1.75.30.50.00161 | Pipette ECROS OF(A)-1000 (Smart) | unit | 105
1.75.30.50.00271 | Pipette ECROS OF(A)-10000 (Smart) | unit | 105
1.75.30.50.00131 | Pipette ECROS OF(A)-2,5 (Smart) | unit | 105
1.75.30.50.00181 | Pipette ECROS OF(A)-20 (Smart) | unit | 105
1.75.30.50.00191 | Pipette ECROS OF(A)-200 (Smart) | unit | 105
1.75.30.50.00201 | Pipette ECROS OF(A)-2000 (Smart) | unit | 105
1.75.30.50.00211 | Pipette ECROS OF(A)-25 (Smart) | unit | 105
1.75.30.50.00221 | Pipette ECROS OF(A)-250 (Smart) | unit | 105
1.75.30.50.00231 | Pipette ECROS OF(A)-5 (Smart) | unit | 105
1.75.30.50.00241 | Pipette ECROS OF(A)-50 (Smart) | unit | 105
1.75.30.50.00251 | Pipette ECROS OF(A)-500 (Smart) | unit | 105
1.75.30.50.00261 | Pipette ECROS OF(A)-5000 (Smart) | unit | 105
ECOHIM pipettes (New) single- channel fixed volume
1.75.30.40.0020 | Pipette ECOHIM - OF-5 (new) | unit | 73
1.75.30.40.0030 | Pipette ECOHIM - OF-10 (new) | unit | 45
1.75.30.40.0040 | Pipette ECOHIM - OF-20 (new) | unit | 45
1.75.30.40.0050 | Pipette ECOHIM - OF-25 (new) | unit | 45
1.75.30.40.0060 | Pipette ECOHIM - OF-50 (new) | unit | 45
1.75.30.40.0071 | Pipette ECOHIM - OF-100 (new) | unit | 45
1.75.30.40.0070 | Pipette ECOHIM - OF-200 (new) | unit | 45
1.75.30.40.0080 | Pipette ECOHIM - OF-250 (new) | unit | 45
1.75.30.40.0090 | Pipette ECOHIM - OF-500 (new) | unit | 45
1.75.30.40.1000 | Pipette ECOHIM - OF-1000 (new) | unit | 45
1.75.30.40.1010 | Pipette ECOHIM - OF-2000 (new) | unit | 58
1.75.30.40.1020 | Pipette ECOHIM - OF-5000 (new) | unit | 58
1.75.30.40.1021 | Pipette ECOHIM - OF-10000 (new) | unit | 58
ECOHIM pipettes (New) autoclave single-channel fixed volume
1.75.30.30.0068 | Pipette ECOHIM - OFA-5 | unit | 83
1.75.30.30.0061 | Pipette ECOHIM - OFA-10 | unit | 65
1.75.30.30.0073 | Pipette ECOHIM - OFA-20 | unit | 65
1.75.30.30.0074 | Pipette ECOHIM - OFA-25 | unit | 65
1.75.30.30.0075 | Pipette ECOHIM - OFA-50 | unit | 65
1.75.30.30.0072 | Pipette ECOHIM - OFA-100 | unit | 65
1.75.30.30.0065 | Pipette ECOHIM - OFA-200 | unit | 65
1.75.30.30.0067 | Pipette ECOHIM - OFA-250 | unit | 65
1.75.30.30.0069 | Pipette ECOHIM - OFA-500 | unit | 65
1.75.30.30.0062 | Pipette ECOHIM - OFA-1000 | unit | 65
1.75.30.30.0066 | Pipette ECOHIM - OFA-2000 | unit | 65
1.75.30.30.0070 | Pipette ECOHIM - OFA-5000 | unit | 65
1.75.30.30.0063 | Pipette ECOHIM - OFA-10000 | unit | 65
ECROS pipettes (SMART) autoclave 8-channel adjustable volume
1.75.30.50.80011 | Pipette ECROS MP(A)-8/0,5-10 (Smart) | unit | 400
1.75.30.50.80041 | Pipette ECROS MP(A)-8/10-100 (Smart) | unit | 400
1.75.30.50.80051 | Pipette ECROS MP(A)-8/20-200 (Smart) | unit | 400
1.75.30.50.80021 | Pipette ECROS MP(A)-8/30-300 (Smart) | unit | 400
1.75.30.50.80031 | Pipette ECROS MP(A)-8/5-50 (Smart) | unit | 400
ECOHIM pipettes (New) 8-channel adjustable volume
1.75.30.60.0010 | Pipette ECOHIM - MP-8/0,5-10 (new) | unit | 221
1.75.30.60.0020 | Pipette ECOHIM - MP-8/5-50 (new) | unit | 221
1.75.30.60.0030 | Pipette ECOHIM - MP-8/10-100 (new) | unit | 221
1.75.30.60.0040 | Pipette ECOHIM - MP-8/30-300 (new) | unit | 221
Pipette tips
1.75.30.30.0090 | Pipette tips universal10 μl(1000 pcs.) | package | 11
1.75.30.30.0099 | Pipette tips universal 20 μl (1000 pcs.) | package | 11
1.75.30.30.0093 | Pipette tips universal 300 μl (1000 pcs.) | package | 14
1.75.30.30.0096 | Pipette tips universal1000 μl (1000 pcs.) | package | 16
1.75.30.30.0095 | Pipette tips universal 5000 μl (100 pcs.) | package | 20
1.75.30.30.1050 | Pipette tips unwettable 10 μl (1000 pcs.) | package | 30
1.75.30.30.1040 | Pipette tips unwettable 300 μl (1000 pcs.) | package | 28
1.75.30.30.1060 | Pipette tips unwettable 1000 μl(1000 pcs.) | package | 32
1.75.30.30.1010 | Pipette tips with filter 10 μl (1000 pcs.) | package | 41
1.75.30.30.1020 | Pipette tips with filter 200 μl (1000 pcs.) | package | 53
1.75.30.30.1030 | Pipette tips with filter 1000 μl (1000 pcs.) | package | 53
Pipette stands
1.75.30.50.0071 | Pipette stands (4-position) ECOHIM | unit | 58
1.75.30.50.0073 | Pipette stands (6-position) ECOHIM | unit | 61
1.75.30.50.0074 | Stand for pipettes "Carousel" (6-position) only for ECROS SMART pipettes | unit | 73

## Plastic ware
Tel: +7 (812) 448-76-10, 322-9600, 449-3122, 449-3123, email: info@ecohim.ru
Plastic laboratory ware
Laboratory funnels | Price EXW (Saint-Petersburg, Russia)
Funnel d=25 | 0.09 | pc
Funnel d=56 | 0.41 | pc
Funnel d=75 | 0.42 | pc
Funnel d=100 | 0.42 | pc
Funnel d=150 | 0.84 | pc
Funnel d=200 | 2 | pc
Measuring glasses with handle
Graduated beaker 500 ml | 0.68 | pc
Graduated beaker 1000 ml | 0.99 | pc
Graduated beaker 2000 ml | 1.53 | pc
Graduated low beakers
Low form beaker 50 ml | 0.2 | pc
Low form beaker 100 ml | 0.3 | pc
Low form beaker 250 ml | 0.3 | pc
Low form beaker 500 ml | 0.5 | pc
Low form beaker 800 ml | 0.68 | pc
Low form beaker 1000 ml | 0.62 | pc
Beakers low printed blue scale
Graduated low form beaker 50 ml | 0.47 | pc
Graduated low form beaker 100 ml | 0.57 | pc
Graduated low form beaker 250 ml | 0.6 | pc
Graduated low form beaker 500 ml | 0.85 | pc
Graduated low form beaker 800 ml | 1.05 | pc
Graduated low form beaker 1000 ml | 0.96 | pc
Spouted cylinders
Squat form cylinder 100 ml | 0.85 | pc
Squat form cylinder 250 ml | 2.2 | pc
Squat form cylinder 500 ml | 2.98 | pc
Polypropylene and polyethylene laboratory ware
Storage jars
Screw cap jar 40 ml | 0.23 | pc
Square screw cap jar 250 ml | 0.44 | pc
Round jar with cap 130 ml | 0.19 | pc
Round jar with cap 150 ml | 0.2 | pc
Round jar with cap 250 ml | 0.46 | pc
Round jar with cap 500 ml | 0.47 | pc
Jar with cap (white color) 1000 ml | 0.72 | pc
Jar with cap (original color) 1000 ml | 0.72 | pc
Jar with cap (white color) 500 ml | 0.63 | pc
Jar with cap (original color) 500 ml | 0.63 | pc
Jar with cap (white color) 750 ml | 0.69 | pc
Jar with cap (original color) 750 ml | 0.69 | pc
Jar- droppers
Bottle with spouted shipping cap 40 ml | 0.23 | pc
Bottle with spouted dropping cap 40 ml | 0.2 | pc
Bottle with dropping and shipping caps 40 ml | 0.26 | pc
Round narrow mouth bottle 40 ml | 0.17 | pc
Storage bottles
Square bottle with cap (brown) 125 ml | 0.26 | pc
Square bottle with cap and ring (brown) 125 ml | 0.26 | pc
Square bottle with cap (transparent) 125 ml | 0.25 | pc
Square bottle with cap and ring (transparent) 125 ml | 0.25 | pc
Square bottle with cap (brown) 270 ml | 0.26 | pc
Square bottle with cap and ring (brown) 270 ml | 0.26 | pc
Square bottle with cap (transparent) 270 ml | 0.25 | pc
Square bottle with cap and ring (transparent) 270 ml | 0.25 | pc
Square bottle with cap (brown) 510 ml | 0.32 | pc
Square bottle with cap (transparent) 510 ml | 0.31 | pc
Square bottle with cap and ring (transparent) 510 ml | 0.31 | pc
Square bottle with cap (brown) 540 ml | 0.31 | pc
Square bottle with cap and ring (brown) 540 ml | 0.31 | pc
Square bottle with cap (transparent) 540 ml | 0.31 | pc
Square bottle with cap and ring (transparent) 540 ml | 0.31 | pc
Rectangular bottle with cap (original color) 1100 ml | 0.82 | pc
Clamp-holders
Clamp-holder for titration systems PP | 6 | pc
Clamp-holder for tubes | 1.95 | pc
Micro laboratory
Set of plastic ware and accesories (microlaboratory for 2 students) | 43 | set
Polypropylene washer
Washer PP 160х160х158 | 3.6 | pc
Carryings for bottles
Bottle carrier for 4 bottles (glass, 1L) PP | 21 | pc
Bottle carrier for 6 bottles (glass, 0,5L) PP | 18 | pc
Bottle carrier for 6 bottles (glass, 1L) PP | 21 | pc
Micro plate for drop reactions
Microplate for drop reaction 11 cells | 0.4 | pc
Microplate for drop reaction 20 cells | 0.75 | pc
Microplate for drop reaction 40 cells | 0.85 | pc
Trays
Plastic tray 262*158*20 | 0.8 | pc
Rack with cells
Stand with cells | 2.6 | pc
Stoppers
Stopper 10/19 | 0.27 | pc
Stopper 14/23 | 0.27 | pc
Stopper 19/26 | 0.27 | pc
Stopper 29/32 | 0.27 | pc
Spatula-spoons
Spatula spoon (narrow) | 0.23 | pc
Spatula spoon (wide) | 0.23 | pc
Racks for tubes
Tube rack (14 holes, h=52 mm) | 1.67 | pc
Tube rack (14 holes, h=77 mm) | 1.85 | pc
Tube rack (20 holes, h=75 mm) | 2.27 | pc
Tube rack (40 holes, h=75 mm) | 2.42 | pc

## CRM (Chemicals)
Tel: +7 (812) 448-76-10, 322-9600, 449-3122, 449-3123, email: info@ecohim.ru
Chemicals (consumable materials, cerfitied and non-certified reference materials) |  |  | Price USD EXW (Saint-Petersburg, Russia
3.01.05.1111 | Indicator paper, potassium-iodide starch | package (100 pcs.) | 2.2
3.01.05.8888 | Indicator paper, congo red | package (100 pcs.) | 2.2
3.01.05.2222 | Indicator paper, lacmoid blue | package (100 pcs.) | 2.2
3.01.05.3333 | Indicator paper, litmus red | package (100 pcs.) | 2.2
3.01.05.6666 | Indicator paper, litmus neutral | package (100 pcs.) | 2.2
3.01.05.4444 | Indicator paper, litmus blue | package (100 pcs.) | 2.2
3.01.05.5555 | Indicator paper, lead acetate | package (100 pcs.) | 2.2
3.01.05.9999 | pH indicator paper pH range 0-12 | package (100 pcs.) | 2.2
3.01.05.7777 | Indicator paper, phenolphtalein | package (100 pcs.) | 2.2
Buffer solution
3.04.0625 | Buffer solution pH= 4,00 (at 20°C) | bottle (1L) | 2.6
3.04.0615 | Buffer solution pH= 4,01 (at 20°C) | bottle (1L) | 2.6
3.04.0630 | Buffer solution pH= 6,86 (at 20°C) | bottle (1L) | 2.6
3.04.0635 | Buffer solution pH= 7,00 (at 20°C) | bottle (1L) | 2.6
3.04.0624 | Buffer solution pH= 9,00 (at 20°C) | bottle (1L) | 2.6
3.04.0650 | Buffer solution pH= 9,18 (at 20°C) | bottle (1L) | 2.6
Volumentric solution
3.04.0425 | Nitric acid solution (volumetric) 0.1N | bottle (1L) | 2.3
3.04.0245 | Potassium hydroxide solution (volumetric) 0.1N | bottle (1L) | 2.3
3.04.0235 | Sodium hydroxide standard solution (volumetric) 0.1N | bottle (1L) | 2.3
3.04.0405 | Sulfuric acid solution (volumetric) 0.1N | bottle (1L) | 2.3
3.04.0395 | Hydrochloric acid solution (volumetric) 0.1N | bottle (1L) | 2.3
Reference materials
3.04.0290 | Reference material, pH measurement (pH 1.65) | box | 9.3
3.04.0346 | Reference material, pH measurement (pH 12.43) | box | 9.3
3.04.0300 | Reference material, pH measurement (pH 3.56) | box | 9.3
3.04.0310 | Reference material, pH measurement (pH 4.01) | box | 9.3
3.04.0320 | Reference material, pH measurement (pH 6.86) | box | 9.3
3.04.0330 | Reference material, pH measurement (pH 9.18) | box | 9.3
3.04.0081 | Reference material, pH measurement, 6 pH values (1.65; 3.56; 4.01; 6.86; 9.18; 12.43) | box | 9.3
3.04.0020 | Nitric acid (reference material) 0.1N | box | 3.9
3.04.0030 | Ammonium thiocyanate (reference material) 0.1N | box | 4.7
3.04.0040 | Ammonium chloride (reference material) 0.1N | box | 4
3.04.0050 | Ammonium oxalate monohydrate (reference material) 0.1N | box | 4.3
3.04.0060 | Barium chloride (reference material) 0.1N | box | 5.5
3.04.0089 | Iodine (reference material) 0.1N | box | 3.7
3.04.0090 | Potassium bromide bromate (reference materials) 0.1N | box | 8.7
3.04.0100 | Potassium bromide (reference material) 0.1N | box | 8
3.04.0110 | Potassium bromate (reference material) 0.1N | box | 5.75
3.04.0120 | Potassium hydroxide (reference material) 0.1N | box | 3.8
3.04.0130 | Potassium dichromate (reference material) 0.1N | box | 6
3.04.0140 | Potassium ferricyanide (reference material) 0.1N | box | 7.5
3.04.0150 | Potassium iodide (reference material) 0.1N | box | 41.6
3.04.0160 | Potassium iodate (reference material) 0.1N | box | 11.8
3.04.0170 | Potassium permanganate (reference material) 0.1N | box | 4
3.04.0180 | Potassium thiocyanate (reference material) 0.1N | box | 5.5
3.04.0190 | Potassium chloride (reference material) 0.1N | box | 4.2
3.04.0200 | Potassium chromate (reference material) 0.1N | box | 7.5
3.04.0210 | Potassium oxalate monohydrate (reference material) 0.1N | box | 4.8
3.04.0220 | Magnesium sulfate (reference materials) 0.1N | box | 4
3.04.0230 | Sodium hydroxide (reference material) 0.1N | box | 3.8
3.04.0240 | Sodium bicarbonate (reference material) 0.1N | box | 4
3.04.0250 | Sodium thiosulfate (reference material) 0.1N | box | 3.9
3.04.0265 | Sodium tetraborate (reference material) 0.1N | box | 6
3.04.0260 | Sodium carbonate (reference material) 0.1N | box | 4
3.04.0270 | Sodium chloride (reference standard) 0.1N | box | 3.8
3.04.0280 | Sodium oxalate (reference material) 0.1N | box | 4.5
3.04.0370 | Sulfuric acid (reference material) 0.1N | box | 3.5
3.04.0380 | Ammonium iron(II) sulfate hexahydrate (reference material) 0.1N | box | 5.3
3.04.0390 | Hydrochloric acid (reference material) 0.1N | box | 3.6
3.04.0400 | Nitrilotriacetic acid (reference material) 0.1N | box | 4.5
3.04.0420 | Oxalic acid (reference material) 0.1N | box | 3.8
3.04.0430 | Succinic acid (reference material) 0.1N | box | 4
Paper filters
3.07.01.0015 | Filtration paper "White tape" d=9.0 cm (ind. pack) | pack (100 L) | 1
3.07.01.0025 | Filtration paper "White tape" d=11.0 cm (ind. pack) | pack (100 L) | 1.2
3.07.01.0035 | Filtration paper "White tape" d=12.5 cm (ind. pack) | pack (100 L) | 1.3
3.07.01.0045 | Filtration paper "White tape" d=15.0 cm (ind. pack) | pack (100 L) | 1.8
3.07.01.0055 | Filtration paper "White tape" d=18.0 (ind. pack) | pack (100 L) | 2.1
3.07.01.0165 | Filtration paper "Yellow tape", degreased, d=9.0 cm (ind. pack) | pack (100 L) | 1
3.07.01.0170 | Filtration paper "Yellow tape", degreased, d=11.0 cm (ind. pack) | pack (100 L) | 1.2
3.07.01.0175 | Filtration paper "Yellow tape", degreased, d=12.5 cm (ind. pack) | pack (100 L) | 1.3
3.07.01.0180 | Filtration paper "Yellow tape", degreased, d=15.0 cm (ind. pack) | pack (100 L) | 1.8
3.07.01.0185 | Filtration paper "Yellow tape", degreased, d=18.0 cm (ind. pack) | pack (100 L) | 2.1
3.07.01.0115 | Filtration paper "Red tape" degreased, d=9.0 cm (ind. pack) | pack (100 L) | 1
3.07.01.0125 | Filtration paper "Red tape" degreased, d=11.0 cm (ind. pack) | pack (100 L) | 1.2
3.07.01.0135 | Filtration paper "Red tape" degreased, d=12.5 cm (ind. pack) | pack (100 L) | 1.3
3.07.01.0145 | Filtration paper "Red tape" degreased, d=15.0 cm (ind. pack) | pack (100 L) | 1.8
3.07.01.0155 | Filtration paper "Red tape" degreased, d=18.0 cm (ind. pack) | pack (100 L) | 2.1
3.07.01.0065 | Filtration paper "Blue tape" degreased, d=9.0 cm (ind. pack) | pack (100 L) | 1
3.07.01.0075 | Filtration paper "Blue tape" degreased, d=11.0 cm (ind. pack) | pack (100 L) | 1.3
3.07.01.0085 | Filtration paper "Blue tape" degreased, d=12.5 cm (ind. pack) | pack (100 L) | 1.4
3.07.01.0095 | Filtration paper "Blue tape" degreased, d=15.0 cm (ind. pack) | pack (100 L) | 1.9
3.07.01.0105 | Filtration paper "Blue tape" degreased, d=18.0 cm (ind. pack) | pack (100 L) | 2.3
3.07.01.0200 | Filtration paper "Black tape" degreased, d=9.0 cm (ind. pack) | pack (100 L) | 1
3.07.01.0210 | Filtration paper "Black tape" degreased, d=11.0 cm (ind. pack) | pack (100 L) | 1.2
3.07.01.0220 | Filtration paper "Black tape" degreased, d=12.5 cm (ind. pack) | pack (100 L) | 1.3
3.07.01.0230 | Filtration paper "Black tape" degreased, d=15.0 cm (ind. pack) | pack (100 L) | 1.8
3.07.01.0240 | Filtration paper "Black tape" degreased, d=18.0 cm (ind. pack) | pack (100 L) | 2.1
3.07.02.0010 | Filtration paper "White tape" d=5.5 cm (bulk) | pack (1000 L) | 7
3.07.02.0020 | Filtration paper "White tape" d=7.0 cm (bulk) | pack (1000 L) | 7.8
3.07.02.0220 | Filtration paper "Yellow tape", degreased, d=5.5 cm (bulk) | pack (1000 L) | 7.1
3.07.02.0230 | Filtration paper "Yellow tape", degreased, d=7.0 cm (bulk) | pack (1000 L) | 7.8
3.07.02.0150 | Filtration paper "Red tape", d=5.5 cm (bulk) | pack (1000 L) | 7.1
3.07.02.0160 | Filtration paper "Red tape", d=7.0 cm (bulk) | pack (1000 L) | 7.8
3.07.02.0080 | Filtration paper "Blue tape", d=5.5 cm (bulk) | pack (1000 L) | 7.4
3.07.02.0090 | Filtration paper "Blue tape", d=7.0 cm (bulk) | pack (1000 L) | 8.2
3.07.02.0250 | Filtration paper "Black tape", d=5.5 cm (bulk) | pack (1000 L) | 7.1
3.07.02.0260 | Filtration paper "Black tape", d=7.0 cm (bulk) | pack (1000 L) | 7.8
Certified reference materials of ecotoxicants
CRMs of content of cation solution
3.05.01.0015 | Aluminum (1 g/L) RM 7927-2001 (40 ml) |  | 2.3
3.05.01.0010 | Aluminum (1 g/L) RM 7927-2001 (5 ml) |  | 1
3.05.01.0025 | Ammonium (1 g/L) RM 7747-99 (40 ml) |  | 2.3
3.05.01.0020 | Ammonium (1 g/L) RM 7747-99 (5 ml) |  | 1.1
3.05.01.0065 | Iron (III) (1 g/L) RM 7835-2000 (40 ml) |  | 2.3
3.05.01.0060 | Iron (III) (1 g/L) RM 7835-2000 (5 ml) |  | 1.25
3.05.01.0075 | Iron (III) (10 g/L) RM 7872-2000 (40 ml) |  | 2.3
3.05.01.0070 | Iron (III) (10 g/L) RM 7872-2000 (5 ml) |  | 1.3
3.05.01.0095 | Cadmium (1 g/L) RM 7874-2000 (40 ml) |  | 2.3
3.05.01.0090 | Cadmium (1 g/L) RM 7874-2000 (5 ml) |  | 1.1
3.05.01.0135 | Calcium (1 g/L) RM 7682-99 (40 ml) |  | 2.3
3.05.01.0130 | Calcium (1 g/L) RM 7682-99 (5 ml) |  | 1
3.05.01.0325 | Cobalt (1 g/L) RM 7880-2001 (40 ml) |  | 2.3
3.05.01.0150 | Cobalt (1 g/L) RM 7880-2001 (5 ml) |  | 1.2
3.05.01.0322 | Silicon (1 g/L) RM 8934-2008 (40 ml) |  | 2.3
3.05.01.0175 | Metal ion solution (Al, Cd, Mn, Zn - 0.5 mg/cm3 each; Fe, Cu, Mo, Pb - 1 mg/cm3 each; Co, Ni - 2 mg/cm3 each) RM 7330-96 |  | 2.8
3.05.01.0323 | Magnesium (1 g/L) RM 7681-99 (40 ml) |  | 2.3
3.05.01.0190 | Magnesium (1 g/L) RM 7681-99 (5 ml) |  | 1
3.05.01.0200 | Manganese (II) (1 g/L) RM 7875-2000 (5 ml) |  | 1.1
3.05.01.0225 | Manganese (1 g/L) (II) RM 7875-2000 (40 ml) |  | 2.3
3.05.01.0245 | Manganese (II) (10 g/L) RM 7876-2000 (40 ml) |  | 2.3
3.05.01.0210 | Manganese (II) (10 g/L) RM 7876-2000 (5 ml) |  | 1.2
3.05.01.0230 | Copper (1 g/L) RM 7836-2000 (40 ml) |  | 2.3
3.05.01.0220 | Copper (1 g/L) RM 7836-2000 (5 ml) |  | 1.1
3.05.01.0205 | Arsenium (III) (0.1 g/L) RM 7976-2001 (5 ml) |  | 1.2
3.05.01.0215 | Arsenium (III) (0.1 g/L) RM 7976-2001 (40 ml) |  | 2.3
3.05.01.0275 | Nickel (1 g/L) RM 7873-2000 (40 ml) |  | 2.3
3.05.01.0270 | Nickel (1 g/L) RM 7873-2000 (5 ml) |  | 1.2
3.05.01.0340 | Mercury (II) (1 g/L) RM 7879-2001 (5 ml) |  | 1.2
3.05.01.0345 | Mercury (II) (1 g/L) RM 7879-2001 (40 ml) |  | 2.3
3.05.01.0355 | Lead (1 g/L) RM 7877-2000 (40 ml) |  | 2.3
3.05.01.0350 | Lead (1 g/L) RM 7877-2000 (5 ml) |  | 1.1
3.05.01.0360 | Lead (10 g/L) RM 7878-2000 (5 ml) |  | 1.2
3.05.01.0565 | Chromium (VI) (1 g/L) RM 7834-2000 (40 ml) |  | 2.3
3.05.01.0560 | Chromium (VI) (1 g/L) RM 7834-2000 (5 ml) |  | 1
3.05.01.0580 | Zinc (1 g/L) RM 7837-2000 (5 ml) |  | 1.1
CRM of content of acid ion solution
3.05.01.0040 | Bromide (1 g/L) RM 7619-99 (5 ml) |  | 1.2
3.05.01.0080 | Iodide (1 g/L) RM 7620-99 (5 ml) |  | 1.2
3.05.01.0280 | Nitrate (1 g/L) RM 7820-2000 (5 ml) |  | 1.1
3.05.01.0285 | Nitrate (1 g/L) RM 7820-2000 (40 ml) |  | 2.3
3.05.01.0290 | Nitrite (1 g/L) RM 7753-2000 (5 ml) |  | 1.1
3.05.01.0295 | Nitrite (1 g/L) RM 7753-2000 (40 ml) |  | 2.3
3.05.01.0330 | Rhodanite (1 g/L) RM 7618-99 (5 ml) |  | 1.1
3.05.01.0385 | Sulfate (1 g/L) RM 7683-99 (40 ml) |  | 2.3
3.05.01.0380 | Sulfate (1 g/L) RM 7683-99 (5 ml) |  | 1
3.05.01.0395 | Sulfate (10 g/L) RM 7684-99 (40 ml) |  | 2.3
3.05.01.0390 | Sulfate (10 g/L) RM 7684-99 (5 ml) |  | 1.1
3.05.01.0400 | Sulfide (1 g/L) RM 7970-2001 (5 ml) |  | 1.3
3.05.01.0510 | Phosphate (1 g/L) RM 7748-99 (5 ml) |  | 1.1
3.05.01.0500 | Phosphate (1 g/L) RM 7748-99 (40 ml) |  | 2.3
3.05.01.0515 | Fluoride (1 g/L) RM 8125-2002 (40 ml) |  | 2.3
3.05.01.0530 | Chloride (1 g/L) RM 7616-99 (5 ml) |  | 1
3.05.01.0535 | Chloride (1 g/L) RM 7616-99 (40 ml) |  | 2.3
3.05.01.0545 | Chloride (1 g/L) RM 7617-99 (40 ml) |  | 2.3
3.05.01.0540 | Chloride (1 g/L) RM 7617-99 (5 ml) |  | 1.1
CRM of total hardness of water
3.05.01.0302 | Water hardness standard RM 7680-99 (100 mmol/L) 40 ml |  | 2.3
3.05.01.0300 | Water hardness standard RM 7680-99 (100 mmol/L) 5 ml |  | 1.15
CRM of content of individual substances
3.05.02.01.0130 | Benzene (1.5 cm3) RM 7141-95 |  | 2.35
3.05.02.01.0400 | Carbon tetrachloride (1.2 cm3) RM 7211-95 |  | 2
3.05.02.01.0410 | Tetrachloroethylene (1.2 cm3) RM 7212-95 |  | 2.3
3.05.02.01.0420 | Toluene (3 cm3) RM 7814-2000 |  | 2
3.05.02.01.0430 | Phenol (0.1 g) RM 7101-94 |  | 2.35
CRM of content of organic substances solutions
3.05.02.01.0100 | Benzo[a]pyrene solution (100 µg/cm3) in acetonitrile RM 7515-98 |  | 12.6
3.05.02.01.0110 | Benzo[a]pyrene solution (100 µg/cm3) in hexane RM 7515-98 |  | 12.6
3.05.02.01.0150 | Bromodichloromethane solution (10 mg/cm3) in methanol RM 7359-97 |  | 3.6
3.05.02.01.0355 | Sodium dodecyl sulfate (anionic surfactant) (0,1 g) RM 8935-2008 |  | 4.6
3.05.02.01.0210 | Oil-in-water content (0.005 mg/ml) RM 8646-2005 |  | 4
3.05.02.01.0220 | Oil-in-water content (0.01 mg/ml) RM 8647-2005 |  | 4
3.05.02.01.0230 | Oil-in-water content (0.05 mg/ml) RM 8648-2005 |  | 4
3.05.02.01.0240 | Oil-in-water content (0.1 mg/ml) RM 8649-2005 |  | 4
3.05.02.01.0250 | Oil-in-water content (0.25 mg/ml) RM 8650-2005 |  | 4
3.05.02.01.0260 | Oil-in-water content (0.5 mg/ml) RM 8651-2005 |  | 4
3.05.02.01.0270 | Oil-in-water content (1.0 mg/ml) RM 8652-2005 |  | 4
3.05.02.01.0280 | Oil-in-water content (3.0 mg/ml) RM 8653-2005 |  | 4
3.05.02.01.0285 | Oil-in-water content (5.0 mg/ml) RM 8654-2005 |  | 4
3.05.02.01.0290 | Oil in carbon tetrachloride (50 mg/cm3) RM 7248-96 |  | 3
3.05.02.07.0075 | Phenol solution in ethanol (1 mg/cm3) RM 8714-2005 |  | 2
3.05.02.01.0455 | Formaldehyde solution (1 g/L) in H2O RM 8639-2004 |  | 1.2
Polynuclear aromatic hydrocarbons
3.05.02.06.0010 | 2-Methylnaphthalene solution (200 µg/cm3) in acetonitrile |  | 4.2
3.05.02.06.0020 | Anthracene solution (200 µg/cm3) in acetonitrile |  | 5.4
3.05.02.06.0030 | Acenaphthene solution (200 µg/cm3) in acetonitrile |  | 5.4
3.05.02.06.0040 | Acenaphthylene solution (200 µg/cm3) in acetonitrile |  | 5.4
3.05.02.06.0110 | Benzo[b]fluoranthene solution (200 µg/cm3) in acetonitrile |  | 7.2
3.05.02.06.0170 | Benzo[g,h,i]perylene solution (100 µg/cm3) in acetonitrile |  | 7.2
3.05.02.06.0160 | Benzo[k]fluoranthene solution (200 µg/cm3) in acetonitrile |  | 7.2
3.05.02.06.0050 | Benzo(a)anthracene solution (200 µg/cm3) in acetonitrile |  | 7.2
3.05.02.06.0060 | Benzo[a]pyrene solution (200 µg/cm3) in acetonitrile |  | 7.2
3.05.02.06.0070 | Biphenyl solution (200 µg/cm3) in acetonitrile |  | 5.4
3.05.02.06.0080 | Dibenzo[a,h]anthracene solution (200 µg/cm3) in acetonitrile |  | 7.2
3.05.02.06.0090 | Naphthalene solution (200 µg/cm3) in acetonitrile |  | 5.4
3.05.02.06.0100 | Pyrene solution (200 µg/cm3) in acetonitrile |  | 5.4
3.05.02.06.0015 | Polynuclear aromatic hydrocarbons solutions in acetonitrile (17 compounds) |  | 103
3.05.02.06.0120 | Phenanthrene solution (200 µg/cm3) in acetonitrile |  | 5.4
3.05.02.06.0130 | Fluoranthene solution (200 µg/cm3) in acetonitrile |  | 5.4
3.05.02.06.0140 | Fluorene solution (200 µg/cm3) in acetonitrile |  | 5.4
3.05.02.06.0150 | Chrysene solution (200 µg/cm3) in acetonitrile |  | 5.4
Chlorinated carbolic acids
3.05.02.07.0010 | 2-Chlorophenol solution (500 µg/cm3) in methanol | amp. (1 ml.) | 1.6
3.05.02.07.0020 | 2,4-Dichlorophenol solution (500 µg/cm3) in methanol | amp. (1 ml.) | 1.6
3.05.02.07.0030 | 2,4,5-Trichlorophenol solution (500 µg/cm3) in methanol | amp. (1 ml.) | 1.6
3.05.02.07.0040 | 2,4,6-Trichlorophenol solution (500 µg/cm3) in methanol | amp. (1 ml.) | 1.6
3.05.02.07.0050 | 2,6-Dichlorophenol solution (500 µg/cm3) in methanol | amp. (1 ml.) | 1.6
3.05.02.07.0060 | Pentachlorophenol solution (500 µg/cm3) in methanol | amp. (1 ml.) | 1.6
3.05.02.07.0070 | Phenol solution (500 µg/cm3) in methanol | amp. (1 ml.) | 1.6
3.05.02.07.0005 | Chlorophenol solution in methanol (7 compounds) | set | 11.2
Substituted phenol
3.05.02.02.0010 | 2.6- Xylenol RM | amp. (0,1 g) | 1.6
3.05.02.02.0020 | Guaiacol RM | amp. (0,1 g) | 1.6
3.05.02.02.0090 | Substituted phenols (8 compounds) RM | set | 11
3.05.02.02.0030 | m-Cresol RM | amp. (0,1 g) | 1.4
3.05.02.02.0040 | o-Cresol RM | amp. (0,1 g) | 1.6
3.05.02.02.0050 | p-Cresol RM | amp. (0,1 g) | 1.6
3.05.02.02.0060 | Pyrocatechol RM | amp. (0,1 g) | 1.6
3.05.02.02.0070 | Resorcinol RM | amp. (0,1 g) | 1.6
3.05.02.02.0080 | Phloroglucinol RM | amp. (0,1 g) | 1.6
Easy volatile halogenated hydride
3.05.02.03.0010 | 1,2-Dichloroethane RM (3 cm3) | amp. (3 ml.) | 1.4
3.05.02.03.0020 | Bromoform solution in methanol RM (10 mg/cm3) | amp. (3 ml.) | 2.3
3.05.02.03.0030 | Dibromochloromethane solution in methanol RM (10 mg/cm3) | amp. (3 ml.) | 3.2
3.05.02.03.0005 | Volatile halogenated hydrocarbons (6 compounds) RM | set | 9.6
3.05.02.03.0050 | Trichloroethylene RM (3 cm3) | amp. (3 ml.) | 1.3
3.05.02.03.0060 | Dichloromethane RM (3 cm3) | amp. (3 ml.) | 1.3
3.05.02.03.0070 | Chloroform (3 cm3) | amp. (3 ml.) | 1.4
PCDD (polichlorinated dibenzo-p-dioxin)
3.05.02.04.0010 | 1-Chlorodibenzo-p-dioxin solution (50 µg/cm3) in toluene | amp. (1 ml.) | 15
3.05.02.04.0020 | 1,2-Dichlorodibenzo-p-dioxin solution (50 µg/cm3) in toluene | amp. (1 ml.) | 22
3.05.02.04.0030 | 1,2,3-Trichlorodibenzo-p-dioxin solution (50 µg/cm3) in toluene | amp. (1 ml.) | 30
3.05.02.04.0040 | 1,2,3,4-Tetrachlorodibenzo-p-dioxin (TCDD) solution (50 µg/cm3) in toluene | amp. (1 ml.) | 15
3.05.02.04.0050 | 1,2,3,4,6,7,8-Heptachlorodibenzo-p-dioxin (HpCDD) solution (50 µg/cm3) in toluene | amp. (1 ml.) | 91
3.05.02.04.0070 | 1,2,3,4,7-Pentachlorodibenzo-p-dioxin (PeCDD) solution (50 µg/cm3) in toluene | amp. (1 ml.) | 91
3.05.02.04.0080 | 1,2,3,4,7,8-Hexachlorodibenzo-p-dioxin (HxCDD) solution (50 µg/cm3) in toluene | amp. (1 ml.) | 91
3.05.02.04.0090 | 1,2,3,7-Tetrachlorodibenzo-p-dioxin (TCDD) solution (50 µg/cm3) in toluene | amp. (1 ml.) | 91
3.05.02.04.0100 | 1,2,3,7,8-Pentachlorodibenzo-p-dioxin (PeCDD) solution (50 µg/cm3) in toluene | amp. (1 ml.) | 91
3.05.02.04.0110 | 1,2,3,7,8,9-Hexachlorodibenzo-p-dioxin (HxCDD) solution (50 µg/cm3) in toluene | amp. (1 ml.) | 91
3.05.02.04.0120 | 1,2,4,7,8-Pentachlorodibenzo-p-dioxin (PeCDD) solution (50 µg/cm3) in toluene | amp. (1 ml.) | 91
3.05.02.04.0140 | 1,3,7,8-Tetrachlorodibenzo-p-dioxin (TCDD) solution (50 µg/cm3) in toluene | amp. (1 ml.) | 91
3.05.02.04.0150 | 2-Chlorodibenzo-p-dioxin solution (50 µg/cm3) in toluene | amp. (1 ml.) | 15
3.05.02.04.0160 | 2,3-Dichlorodibenzo-p-dioxin solution (50 µg/cm3) in toluene | amp. (1 ml.) | 22
3.05.02.04.0170 | 2,3,7,8-Tetrachlorodibenzo-p-dioxin (TCDD) solution (50 µg/cm3) in toluene | amp. (1 ml.) | 91
3.05.02.04.0180 | 2,4,7-Trichlorodibenzo-p-dioxin solution (50 µg/cm3) in toluene | amp. (1 ml.) | 30
3.05.02.04.0190 | Dibenzo-p-dioxins (DDs) solution in toluene (50 µg/cm3) | amp. (1 ml.) | 15
3.05.02.04.0200 | Octachlorodibenzo-p-dioxin (OCDD) solution (50 µg/cm3) in toluene | amp. (1 ml.) | 15
3.05.02.04.0005 | Polychlorinated dibenzo-p-dioxins (PCDDs) solution in toluene (18 compounds) | set | 640
Polychlorinated dibenzofurans; PCDF
3.05.02.05.0010 | 1,2,3,4,7,8-Hexachlorodibenzofuran (HxCDF) solution (50 µg/cm3) in toluene | amp. (1,2 ml.) | 182
3.05.02.05.0020 | 1,2,3,6,7,8-Hexachlorodibenzofuran (HxCDF) solution (50 µg/cm3) in toluene | amp. (1,2 ml.) | 182
3.05.02.05.0030 | 1,2,3,7,8-Pentachlorodibenzofuran (PeCDF) solution (50 µg/cm3) in toluene | amp. (1,2 ml.) | 182
3.05.02.05.0040 | 1,4,7,8-Tetrachlorodibenzofuran (TCDF) solution (50 µg/cm3) in toluene | amp. (1,2 ml.) | 128
3.05.02.05.0050 | 2,3,7,8-Tetrachlorodibenzofuran (TCDF) solution (50 µg/cm3) in toluene | amp. (1,2 ml.) | 182
3.05.02.05.0060 | Octachlorodibenzofuran (OCDF) solution (50 µg/cm3) in toluene | amp. (1,2 ml.) | 15
3.05.02.05.0005 | Polychlorinated dibenzofurans (PCDFs) solution in toluene (6 compounds) | set | 520
Reference materials for chromatography
3.06.0350 | 1,2,4-Trimethylbenzene (Pseudocumene), chromatography standard | amp. (3 ml.) | 1.3
3.06.0360 | 1,3,5-Trimethylbenzene (Mesitylene), chromatography standard | amp. (3 ml.) | 1.3
3.06.0010 | 2-Methyl-1-propanol (Isobutanol), chromatography standard | amp. (3 ml.) | 1.2
3.06.0022 | Acetone, chromatography standard |  | 1.3
3.06.0020 | Acetonitrile, chromatography standard |  | 1.2
3.06.0030 | Benzene, chromatography standard | amp. (3 ml.) | 1.2
3.06.0040 | 1-Butanol, chromatography standard | amp. (3 ml.) | 1.2
3.06.0050 | 2-Butanol, chromatography standard | amp. (3 ml.) | 1.2
3.06.0060 | Butyl acetate, chromatography standard | amp. (3 ml.) | 1.2
3.06.0070 | Hexane, chromatography standard | amp. (3 ml.) | 1.3
3.06.0080 | Heptane, chromatography standard | amp. (3 ml.) | 1.2
3.06.0090 | Decane, chromatography standard | amp. (3 ml.) | 1.2
3.06.0100 | 1,2-Dichloroethane, chromatography standard | amp. (3 ml.) | 1.2
3.06.0110 | Diethylamine, chromatography standard | amp. (3 ml.) | 1.2
3.06.0120 | Dodecane, chromatography standard | amp. (3 ml.) | 1.2
3.06.0130 | Isooctane, chromatography standard | amp. (3 ml.) | 1.2
3.06.0140 | Isopropylbenzene (Cumene), chromatography standard | amp. (3 ml.) | 1.2
3.06.0150 | m-Xylene, chromatography standard | amp. (3 ml.) | 1.2
3.06.0160 | Methanol, chromatography standard | amp. (3 ml.) | 1.2
3.06.0165 | tert-Butyl methyl ether, chromatography standard | amp. (3 ml.) | 1.2
3.06.0170 | Dichloromethane, chromatography standard | amp. (3 ml.) | 1.2
3.06.0180 | Methyl ethyl ketone (2-Butanone), chromatography standard | amp. (3 ml.) | 1.2
3.06.0190 | Nonane, chromatography standard | amp. (3 ml.) | 1.3
3.06.0200 | o-Xylene, chromatography standard | amp. (3 ml.) | 1.2
3.06.0210 | Octane, chromatography standard | amp. (3 ml.) | 1.2
3.06.0220 | p-Xylene, chromatography standard | amp. (3 ml.) | 1.2
3.06.0225 | Pentane, chromatography standard | amp. (3 ml.) | 1.2
3.06.0230 | 1-Propanol, chromatography standard | amp. (3 ml.) | 1.2
3.06.0240 | 2-Propanol (Isopropanol), chromatography standard | amp. (3 ml.) | 1.2
3.06.0250 | Carbon tetrachloride, chromatography standard | amp. (3 ml.) | 1.2
3.06.0255 | Trichloroethylene, chromatography standard | amp. (3 ml.) | 1.2
3.06.0260 | Undecane, chromatography standard | amp. (3 ml.) | 1.7
3.06.0270 | Chlorobenzene, chromatography standard | amp. (3 ml.) | 1.2
3.06.0280 | Chloroform, chromatography standard | amp. (3 ml.) | 1.2
3.06.0290 | Cyclohexane, chromatography standard | amp. (3 ml.) | 1.2
3.06.0300 | Cyclohexanol, chromatography standard | amp. (3 ml.) | 1.2
3.06.0310 | Cyclohexanone, chromatography standard | amp. (3 ml.) | 1.2
3.06.0320 | Ethanol, chromatography standard | amp. (3 ml.) | 1.3
3.06.0330 | Ethyl acetate, chromatography standard | amp. (3 ml.) | 1.2
3.06.0340 | Ethylbenzene, chromatography standard | amp. (3 ml.) | 1.2
CRMs for Analysis of Oil and Petroleum
Aromatic hydrocarbon in Diesel Fuel Standard
3.05.03.20.0001 | Aromatic hydrocarbons in diesel fuel CRM 10130-2012 (3 ml) | amp. (3 ml.) | 63
3.05.02.01.0340 | Aromatic hydrocarbin blend in hexane CRM 7871-2000 (3 cm3) | amp. (3 ml.) | 2.5
Kinematic and Dynamic Viscosity Oil Standard
3.05.03.0140 | Kinematic and dynamic viscosity oil standard - 10, CRM 9500-2009 (at 20°C) 250 ml |  | 19
3.05.03.0135 | Kinematic and dynamic viscosity oil standard - 10, CRM 9500-2009 (at 20°C) 100 ml |  | 15
3.05.03.0325 | Kinematic and dynamic viscosity oil standard - 100, CRM 9505-2009 (at 20, 50°C) 500 ml |  | 24
3.05.03.0315 | Kinematic and dynamic viscosity oil standard - 100, CRM 9505-2009 (at 20, 50°C) 100 ml |  | 55
3.05.03.0320 | Kinematic and dynamic viscosity oil standard - 100, CRM 9505-2009 (at 20, 50°C) 250 ml |  | 19
3.05.03.0420 | Kinematic and dynamic viscosity oil standard - 1000, CRM 9508-2009 (at 20, 100°C) 250 ml |  | 20
3.05.03.0425 | Kinematic and dynamic viscosity oil standard - 1000, CRM 9508-2009 (at 20, 100°C) 500 ml |  | 23
3.05.03.0415 | Kinematic and dynamic viscosity oil standard - 1000, CRM 9508-2009 (at 20, 100°C) 100 ml |  | 14
3.05.03.0100 | Kinematic and dynamic viscosity oil standard - 2, CRM 9498-2009 (at 20°C) 100 ml |  | 15
3.05.03.0105 | Kinematic and dynamic viscosity oil standard - 2, CRM 9498-2009 (at 20°C) 250 ml |  | 19
3.05.03.0150 | Kinematic and dynamic viscosity oil standard - 20, CRM 9501-2009 (at 20, 40, 50, 100°C) 100 ml |  | 15
3.05.03.0160 | Kinematic and dynamic viscosity oil standard - 20, CRM 9501-2009 (at 20, 40, 50, 100°C) 500 ml |  | 24
3.05.03.0155 | Kinematic and dynamic viscosity oil standard - 20, CRM 9501-2009 (at 20, 40, 50, 100°C) 250 ml |  | 19
3.05.03.0335 | Kinematic and dynamic viscosity oil standard - 200, CRM 9506-2009 (at 20, 40°C) 250 ml |  | 19
3.05.03.0340 | Kinematic and dynamic viscosity oil standard - 200, CRM 9506-2009 (at 20, 40°C) 500 ml |  | 23
3.05.03.0330 | Kinematic and dynamic viscosity oil standard - 200, CRM 9506-2009 (at 20, 40°C) 100 ml |  | 14
3.05.03.0255 | Kinematic and dynamic viscosity oil standard - 30, CRM 9502-2009 (at 20, 50°C) 500 ml |  | 24
3.05.03.0250 | Kinematic and dynamic viscosity oil standard - 30, CRM 9502-2009 (at 20, 50°C) 250 ml |  | 19
3.05.03.0245 | Kinematic and dynamic viscosity oil standard - 30, CRM 9502-2009 (at 20, 50°C) 100 ml |  | 15
3.05.03.0370 | Kinematic and dynamic viscosity oil standard - 300, CRM 9507-2009 (at 20, 50, 100°C) 500 ml |  | 23
3.05.03.0365 | Kinematic and dynamic viscosity oil standard - 300, CRM 9507-2009 (at 20, 50, 100°C) 250 ml |  | 19
3.05.03.0360 | Kinematic and dynamic viscosity oil standard - 300, CRM 9507-2009 (at 20, 50, 100°C) 100 ml |  | 14
3.05.03.0120 | Kinematic and dynamic viscosity oil standard - 5, CRM 9499-2009 (at 20°C) 100 ml |  | 15
3.05.03.0125 | Kinematic and dynamic viscosity oil standard - 5, CRM 9499-2009 (at 20°C) 250 ml |  | 19
3.05.03.0280 | Kinematic and dynamic viscosity oil standard - 60, CRM 9503-2009 (at 20, 40°C) 100 ml |  | 15
3.05.03.0290 | Kinematic and dynamic viscosity oil standard - 60, CRM 9503-2009 (at 20, 40°C) 500 ml |  | 24
3.05.03.0285 | Kinematic and dynamic viscosity oil standard - 60, CRM 9503-2009 (at 20, 40°C) 250 ml |  | 19
3.05.03.0305 | Kinematic and dynamic viscosity oil standard - 80, CRM 9504-2009 (at 40°C) 250 ml |  | 19
3.05.03.0310 | Kinematic and dynamic viscosity oil standard - 80, CRM 9504-2009 (at 40°C) 500 ml |  | 24
3.05.03.0195 | Kinematic and dynamic viscosity oil standard - 80, CRM 9504-2009 (at 40°C) 100 ml |  | 15
Saturated Vapour Pressure Standard
3.05.03.02.0020 | Saturated vapour pressure standard - 10, ASTM D323, CRM 8523-2004, range 10-14, 500 ml |  | 16
3.05.03.02.0010 | Saturated vapour pressure standard - 10, ASTM D323, CRM 8523-2004, range 10-14, 250 ml |  | 13
3.05.03.02.0030 | Saturated vapour pressure standard - 10, ASTM D323, CRM 8523-2004, range 10-14, 1 L |  | 27
3.05.03.02.0050 | Saturated vapour pressure standard - 20, ASTM D323, CRM 8524-2004, range 20-25, 500 ml |  | 16
3.05.03.02.0040 | Saturated vapour pressure standard - 20, ASTM D323, CRM 8524-2004, range 20-25, 250 ml |  | 12
3.05.03.02.0060 | Saturated vapour pressure standard - 20, ASTM D323, CRM 8524-2004, range 20-25, 1 L |  | 26
3.05.03.02.0080 | Saturated vapour pressure standard - 30, ASTM D323, CRM 8525-2004, range 32-38, 500 ml |  | 16
3.05.03.02.0090 | Saturated vapour pressure standard - 30, ASTM D323, CRM 8525-2004, range 32-38, 1 L |  | 25
3.05.03.02.0070 | Saturated vapour pressure standard - 30, ASTM D323, CRM 8525-2004, range 32-38, 250 ml |  | 12
3.05.03.02.0100 | Saturated vapour pressure standard - 40, ASTM D323, CRM 8526-2004, range 42-49, 500 ml |  | 15
3.05.03.02.0110 | Saturated vapour pressure standard - 40, ASTM D323, CRM 8526-2004, range 42-49, 1 L |  | 25
3.05.03.02.0120 | Saturated vapour pressure standard - 40, ASTM D323, CRM 8526-2004, range 42-49, 250 ml |  | 12
3.05.03.02.0150 | Saturated vapour pressure standard - 50, ASTM D323, CRM 8527-2004, range 49-55, 1 L |  | 30
3.05.03.02.0140 | Saturated vapour pressure standard - 50, ASTM D323, CRM 8527-2004, range 49-55, 250 ml |  | 14
3.05.03.02.0130 | Saturated vapour pressure standard - 50, ASTM D323, CRM 8527-2004, range 49-55, 500 ml |  | 18
3.05.03.02.0170 | Saturated vapour pressure standard - 60, ASTM D323, CRM 8528-2004, range 60-65, 1 L |  | 64
3.05.03.02.0180 | Saturated vapour pressure standard - 60, ASTM D323, CRM 8528-2004, range 60-65, 250 ml |  | 26.5
3.05.03.02.0160 | Saturated vapour pressure standard - 60, ASTM D323, CRM 8528-2004, range 60-65, 500 ml |  | 43
Desaturation number of Oil Products Standard
3.05.03.17.0010 | Iodine number standard - 0.1, CRM 8863-2007 (0.09-0.11 gJ2/100g) |  | 15
3.05.03.17.0020 | Iodine number standard - 0.5, CRM 8864-2007 (0.45-0.55 gJ2/100g) |  | 15
3.05.03.17.0030 | Iodine number standard - 1, CRM 8865-2007 (0.90-1.10 gJ2/100g) |  | 15
3.05.03.17.0040 | Iodine number standard - 3, CRM 8866-2007 (2.70-3.30 gJ2/100g) |  | 15
3.05.03.17.0050 | Iodine number standard - 6, CRM 8867-2007 (5.40-6.60 gJ2/100g) |  | 6
Sourness standard
3.05.03.11.0005 | Acidity standard - 0.3, ASTM D3242, CRM 8420-2003, range 0.27-0.33 mgKOH/cm3, 100 ml |  | 10
3.05.03.11.0010 | Acidity standard - 0.5, ASTM D3242, CRM 8406-2003, range 0.45-0.55 mgKOH/cm3, 100 ml |  | 10
3.05.03.11.0020 | Acidity standard - 1.0, ASTM D3242, CRM 8407-2003, range 0.90-1.10 mgKOH/cm3, 100 ml |  | 10
3.05.03.11.0030 | Acidity standard - 3.0, ASTM D3242, CRM 8408-2003, range 2.70-3.30 mgKOH/cm3, 100 ml |  | 13
3.05.03.11.0040 | Acidity standard - 5.0, ASTM D3242, CRM 8409-2003, range 4.50-5.50 mgKOH/cm3, 100 ml |  | 13
Acid index standard
3.05.03.11.0050 | Total acid number standard - 0.02, ASTM D664, CRM 8499-2003, range 0.018-0.022 mgKOH/g, 100 ml | flacon (100 ml.) | 10
3.05.03.11.0060 | Total acid number standard - 0.05, ASTM D664, CRM 8500-2003, range 0.045-0.055 mgKOH/g, 100 ml | flacon (100 ml.) | 10
3.05.03.11.0070 | Total acid number standard - 0.1, ASTM D664, CRM 8501-2003, range 0.09-0.11 mgKOH/g, 100 ml | flacon (100 ml.) | 10
3.05.03.11.0080 | Total acid number standard - 0.3, ASTM D664, CRM 8502-2003, range 0.27-0.33 mgKOH/g, 100 ml | flacon (100 ml.) | 10
3.05.03.11.0090 | Total acid number standard - 0.5, ASTM D664, CRM 8503-2003, range 0.45-0.55 mgKOH/g, 100 ml | flacon (100 ml.) | 13
3.05.03.11.0100 | Total acid number standard - 1.0, ASTM D664, CRM 8504-2003, range 0.90-1.10 mgKOH/g, 100 ml | flacon (100 ml.) | 13
Mass content of sour sulfur standard
3.05.03.13.0010 | Thiol (mercaptan) sulfur in fuels standard - 0.001, ASTM D3227, CRM 8415-2003 range 0.0009-0.0011 | flacon (100 ml.) | 15
3.05.03.13.0020 | Thiol (mercaptan) sulfur in fuels standard - 0.003, ASTM D3227, CRM 8416-2003 range 0.0027-0.0033 | flacon (100 ml.) | 15
3.05.03.13.0030 | Thiol (mercaptan) sulfur in fuels standard - 0.005, ASTM D3227, CRM 8417-2003 range 0.0045-0.0055 | flacon (100 ml.) | 15
3.05.03.13.0040 | Thiol (mercaptan) sulfur in fuels standard - 0.01, ASTM D3227, CRM 8418-2003 range 0.0090-0.0110 | flacon (100 ml.) | 15
3.05.03.13.0050 | Thiol (mercaptan) sulfur in fuels standard - 0.03, ASTM D3227, CRM 8419-2003 range 0.0270-0.0330 | flacon (100 ml.) | 15
Sulfur in Decane Standard
3.05.03.06.0010 | Sulfur mass concentration in light petroleum products - 0.00, CRM 7992-2002, range <0.002 | flacon (100 ml.) | 15
3.05.03.06.0020 | Sulfur mass concentration in light petroleum products - 0.02, CRM 7993-2002, range 0.02-0.025 | flacon (100 ml.) | 15
3.05.03.06.0030 | Sulfur mass concentration in light petroleum products - 0.05, CRM 7994-2002, range 0.05-0.055 | flacon (100 ml.) | 15
3.05.03.06.0040 | Sulfur mass concentration in light petroleum products - 0.1, CRM 7995-2002, range 0.09-0.11 | flacon (100 ml.) | 15
3.05.03.06.0050 | Sulfur mass concentration in light petroleum products - 0.2, CRM 7996-2002, range 0.18-0.22 | flacon (100 ml.) | 15
3.05.03.06.0060 | Sulfur mass concentration in light petroleum products - 0.5, CRM 7997-2002, range 0.5-0.55 | flacon (100 ml.) | 15
Sulfur in Oil and Diesel Fuel Standard
3.05.03.06.0065 | Sulfur in oil and diesel fuel standard- 0.000 (ASTM D4294, ASTM D2622), CRM 8170-2002, 0.000-0.002% (5 ml) |  | 6
3.05.03.06.0070 | Sulfur in oil and diesel fuel standard- 0.000 (ASTM D4294, ASTM D2622), CRM 8170-2002, 0.000-0.002% (100 ml) |  | 13
3.05.03.06.0080 | Sulfur in oil and diesel fuel standard- 0.005 (ASTM D4294, ASTM D2622), CRM 8171-2002, 0.004-0.006% (5 ml) |  | 6
3.05.03.06.0085 | Sulfur in oil and diesel fuel standard- 0.005 (ASTM D4294, ASTM D2622), CRM 8171-2002, 0.004-0.006% (100 ml) |  | 13
3.05.03.06.0095 | Sulfur in oil and diesel fuel standard- 0.010 (ASTM D4294, ASTM D2622), CRM 8172-2002, 0.009-0.011% (100 ml) |  | 13
3.05.03.06.0090 | Sulfur in oil and diesel fuel standard- 0.010 (ASTM D4294, ASTM D2622), CRM 8172-2002, 0.009-0.011% (5 ml) |  | 6
3.05.03.06.0110 | Sulfur in oil and diesel fuel standard- 0.030 (ASTM D4294, ASTM D2622), CRM 8173-2002, 0.027-0.033% (100 ml) |  | 13
3.05.03.06.0100 | Sulfur in oil and diesel fuel standard- 0.030 (ASTM D4294, ASTM D2622), CRM 8173-2002, 0.027-0.033% (5 ml) |  | 6
3.05.03.06.0125 | Sulfur in oil and diesel fuel standard- 0.060 (ASTM D4294, ASTM D2622), CRM 8174-2002, 0.054-0.066% (100 ml) |  | 13
3.05.03.06.0120 | Sulfur in oil and diesel fuel standard- 0.060 (ASTM D4294, ASTM D2622), CRM 8174-2002, 0.054-0.066% (5 ml) |  | 6
3.05.03.06.0130 | Sulfur in oil and diesel fuel standard- 0.100 (ASTM D4294, ASTM D2622), CRM 8175-2002, 0.090-0.110% (5 ml) |  | 6
3.05.03.06.0135 | Sulfur in oil and diesel fuel standard- 0.100 (ASTM D4294, ASTM D2622), CRM 8175-2002, 0.090-0.110% (100 ml) |  | 13
3.05.03.06.0180 | Sulfur in oil and diesel fuel standard- 0.200 (ASTM D4294, ASTM D2622), CRM 8494-2003, 0.180-0.220% (100 ml) |  | 13
3.05.03.06.0185 | Sulfur in oil and diesel fuel standard- 0.200 (ASTM D4294, ASTM D2622), CRM 8494-2003, 0.180-0.220% (5 ml) |  | 6
3.05.03.06.0145 | Sulfur in oil and diesel fuel standard- 0.500 (ASTM D4294, ASTM D2622), CRM 8176-2002, 0.450-0.550% (100 ml) |  | 13
3.05.03.06.0140 | Sulfur in oil and diesel fuel standard- 0.500 (ASTM D4294, ASTM D2622), CRM 8176-2002, 0.450-0.550% (5 ml) |  | 6
3.05.03.06.0155 | Sulfur in oil and diesel fuel standard- 1.000 (ASTM D4294, ASTM D2622), CRM 8177-2002, 0.900-1.100% (100 ml) |  | 13
3.05.03.06.0150 | Sulfur in oil and diesel fuel standard- 1.000 (ASTM D4294, ASTM D2622), CRM 8177-2002, 0.900-1.100% (5 ml) |  | 6
3.05.03.06.0190 | Sulfur in oil and diesel fuel standard- 1.500 (ASTM D4294, ASTM D2622), CRM 8495-2003, 1.350-1.650% (100 ml) |  | 13
3.05.03.06.0195 | Sulfur in oil and diesel fuel standard- 1.500 (ASTM D4294, ASTM D2622), CRM 8495-2003, 1.350-1.650% (5 ml) |  | 6
3.05.03.06.0200 | Sulfur in oil and diesel fuel standard- 2.000 (ASTM D4294, ASTM D2622), CRM 8496-2003, 1.800-2.200% (100 ml) |  | 13
3.05.03.06.0205 | Sulfur in oil and diesel fuel standard- 2.000 (ASTM D4294, ASTM D2622), CRM 8496-2003, 1.800-2.200% (5 ml) |  | 6
3.05.03.06.0160 | Sulfur in oil and diesel fuel standard- 2.500 (ASTM D4294, ASTM D2622), CRM 8178-2002, 2.250-2.750% (5 ml) |  | 6
3.05.03.06.0165 | Sulfur in oil and diesel fuel standard- 2.500 (ASTM D4294, ASTM D2622), CRM 8178-2002, 2.250-2.750% (100 ml) |  | 13
3.05.03.06.0215 | Sulfur in oil and diesel fuel standard- 3.000 (ASTM D4294, ASTM D2622), CRM 8497-2003, 2.700-3.300% (100 ml) |  | 13
3.05.03.06.0210 | Sulfur in oil and diesel fuel standard- 3.000 (ASTM D4294, ASTM D2622), CRM 8497-2003, 2.700-3.300% (5 ml) |  | 6
3.05.03.06.0220 | Sulfur in oil and diesel fuel standard- 4.000 (ASTM D4294, ASTM D2622), CRM 8498-2003, 3.600-4.400% (100 ml) |  | 13
3.05.03.06.0225 | Sulfur in oil and diesel fuel standard- 4.000 (ASTM D4294, ASTM D2622), CRM 8498-2003, 3.600-4.400% (5 ml) |  | 6
3.05.03.06.0175 | Sulfur in oil and diesel fuel standard- 5.000 (ASTM D4294, ASTM D2622), CRM 8498-2003, 4.500-5.500% (100 ml) |  | 13
3.05.03.06.0170 | Sulfur in oil and diesel fuel standard- 5.000 (ASTM D4294, ASTM D2622), CRM 8498-2003, 4.500-5.500% (5 ml) |  | 6
Mass content of aromatic hydrocarbon standard
3.05.03.03.0050 | Aromatic hydrocarbon concentration - 5, CRM 8718-2005, 4.5 - 5.5 | flacon (50 ml.) | 8
3.05.03.03.0060 | Aromatic hydrocarbon concentration - 10, CRM 8719-2005, 9.0 - 11.0 | flacon (50 ml.) | 8
3.05.03.03.0070 | Aromatic hydrocarbon concentration - 20, CRM 8720-2005, 18.0 - 22.0 | flacon (50 ml.) | 8
3.05.03.03.0080 | Aromatic hydrocarbon concentration - 30, CRM 8721-2005, 27.0 - 33.0 | flacon (50 ml.) | 8
3.05.03.03.0090 | Aromatic hydrocarbon concentration - 40, CRM 8722-2005, 36.0 - 44.0 | flacon (50 ml.) | 8
Water Standard Oil
3.05.03.04.0010 | Water standard oil - 0.1, ASTM D95, ASTM D1744, CRM 7928-2001, range 0.095-0.105 | flacon (100g) | 11.5
3.05.03.04.0020 | Water standard oil - 0.5, ASTM D95, ASTM D1744, CRM 7929-2001, range 0.45-0.55 | flacon (100g) | 11.5
3.05.03.04.0030 | Water standard oil - 1.0, ASTM D95, ASTM D1744, CRM 7930-2001, range 0.9-1.1 | flacon (100g) | 11.5
3.05.03.04.0040 | Water standard oil - 1.5, ASTM D95, ASTM D1744, CRM 7931-2001, range 1.35-1.65 | flacon (100g) | 11.5
3.05.03.04.0050 | Water standard oil - 2.0, ASTM D95, ASTM D1744, CRM 7932-2001, range 1.8-2.2 | flacon (100g) | 11.5
3.05.03.04.0060 | Water standard oil - 5.0, ASTM D95, ASTM D1744, CRM 7933-2001, range 4.5-5.5 | flacon (100g) | 11.5
Mass content of mechanical impurity standard
3.05.03.05.0010 | Mechanical impurities mass concentration - 0.005, CRM 7855-2000, range 0.004-0.006 | flacon (100g) | 8
3.05.03.05.0020 | Mechanical impurities mass concentration - 0.015, CRM 7856-2000, range 0.012-0.018 | flacon (100g) | 8
3.05.03.05.0030 | Mechanical impurities mass concentration - 0.050, CRM 7857-2000, range 0.045-0.055 | flacon (100g) | 8
3.05.03.05.0040 | Mechanical impurities mass concentration - 0.0250, CRM 7858-2000, range 0.2-0.3 | flacon (100g) | 8
3.05.03.05.0050 | Mechanical impurities mass concentration - 1.000, CRM 7859-2000, range 0.9-1.1 | flacon (100g) | 8
Liquid Density Standard
3.05.03.07.0135 | Liquid density standard - 1000, ASTM D4052, CRM 8623-2004, range 997.0-1000.0, 100 ml |  | 9
3.05.03.07.0145 | Liquid density standard - 1000, ASTM D4052, CRM 8623-2004, range 997.0-1000.0, 500 ml |  | 15
3.05.03.07.0140 | Liquid density standard - 1000, ASTM D4052, CRM 8623-2004, range 997.0-1000.0, 250 ml |  | 12
3.05.03.07.0155 | Liquid density standard - 1330, ASTM D4052, CRM 8624-2004, range 1320.0-1330.0, 250 ml |  | 12
3.05.03.07.0160 | Liquid density standard - 1330, ASTM D4052, CRM 8624-2004, range 1320.0-1330.0, 500 ml |  | 16
3.05.03.07.0150 | Liquid density standard - 1330, ASTM D4052, CRM 8624-2004, range 1320.0-1330.0, 100 ml |  | 9
3.05.03.07.0005 | Liquid density standard - 690, ASTM D4052, CRM 8614-2004, range 682.0-694.0, 250 ml |  | 12.5
3.05.03.07.0010 | Liquid density standard - 690, ASTM D4052, CRM 8614-2004, range 682.0-694.0, 500 ml |  | 16.5
3.05.03.07.0000 | Liquid density standard - 690, ASTM D4052, CRM 8614-2004, range 682.0-694.0, 100 ml |  | 9.5
3.05.03.07.0025 | Liquid density standard - 730, ASTM D4052, CRM 8615-2004, range 716.0-732.0, 500 ml |  | 44
3.05.03.07.0020 | Liquid density standard - 730, ASTM D4052, CRM 8615-2004, range 716.0-732.0, 250 ml |  | 25
3.05.03.07.0015 | Liquid density standard - 730, ASTM D4052, CRM 8615-2004, range 716.0-732.0, 100 ml |  | 15.5
3.05.03.07.0030 | Liquid density standard - 750, ASTM D4052, CRM 8616-2004, range 740.0-751.0, 100 ml |  | 14
3.05.03.07.0040 | Liquid density standard - 750, ASTM D4052, CRM 8616-2004, range 740.0-751.0, 500 ml |  | 36
3.05.03.07.0035 | Liquid density standard - 750, ASTM D4052, CRM 8616-2004, range 740.0-751.0, 250 ml |  | 19.5
3.05.03.07.0050 | Liquid density standard - 780, ASTM D4052, CRM 8617-2004, range 777.0-789.0, 250 ml |  | 12
3.05.03.07.0055 | Liquid density standard - 780, ASTM D4052, CRM 8617-2004, range 777.0-789.0, 100 ml |  | 9
3.05.03.07.0045 | Liquid density standard - 780, ASTM D4052, CRM 8617-2004, range 777.0-789.0, 500 ml |  | 16
3.05.03.07.0065 | Liquid density standard - 810, ASTM D4052, CRM 8618-2004, range 808.0-812.0, 250 ml |  | 12
3.05.03.07.0070 | Liquid density standard - 810, ASTM D4052, CRM 8618-2004, range 808.0-812.0, 100 ml |  | 9
3.05.03.07.0060 | Liquid density standard - 810, ASTM D4052, CRM 8618-2004, range 808.0-812.0, 500 ml |  | 16
3.05.03.07.0075 | Liquid density standard - 850, ASTM D4052, CRM 8619-2004, range 842.0-850.0, 500 ml |  | 42
3.05.03.07.0085 | Liquid density standard - 850, ASTM D4052, CRM 8619-2004, range 842.0-850.0, 100 ml |  | 12
3.05.03.07.0080 | Liquid density standard - 850, ASTM D4052, CRM 8619-2004, range 842.0-850.0, 250 ml |  | 20
3.05.03.07.0095 | Liquid density standard - 870, ASTM D4052, CRM 8620-2004, range 865.0-870.0, 250 ml |  | 12.5
3.05.03.07.0100 | Liquid density standard - 870, ASTM D4052, CRM 8620-2004, range 865.0-870.0, 500 ml |  | 16
3.05.03.07.0090 | Liquid density standard - 870, ASTM D4052, CRM 8620-2004, range 865.0-870.0, 100 ml |  | 9.5
3.05.03.07.0115 | Liquid density standard - 880, ASTM D4052, CRM 8621-2004, range 877.0-881.0, 500 ml |  | 16
3.05.03.07.0110 | Liquid density standard - 880, ASTM D4052, CRM 8621-2004, range 877.0-881.0, 250 ml |  | 12.5
3.05.03.07.0105 | Liquid density standard - 880, ASTM D4052, CRM 8621-2004, range 877.0-881.0, 100 ml |  | 9.5
3.05.03.07.0120 | Liquid density standard - 900, ASTM D4052, CRM 8622-2004, range 898.0-902.0, 100 ml |  | 12
3.05.03.07.0125 | Liquid density standard - 900, ASTM D4052, CRM 8622-2004, range 898.0-902.0, 250 ml |  | 15.5
3.05.03.07.0130 | Liquid density standard - 900, ASTM D4052, CRM 8622-2004, range 898.0-902.0, 500 ml |  | 20
Organic Chlorides in Crude Oil
3.05.03.16.0020 | Organic chlorides in crude oil - 0.4, CRM 8860-2007 (0.3-0.5 µg/g) | amp. (5 ml.) | 7.5
3.05.03.16.0030 | Organic chlorides in crude oil - 13, CRM 8861-2007 (12-14 µg/g) | flacon (100 ml.) | 19
3.05.03.16.0040 | Organic chlorides in crude oil - 130, CRM 8862-2007 (120-140 µg/g) | amp. (5 ml.) | 7.5
3.05.03.16.0010 | Organic chlorides in crude oil - 2, CRM 8852-2007 (2 µg/g) | flacon (100 ml.) | 30
Chloride Salt in Crude Oil
3.05.03.08.0010 | Chloride salt in crude oil - 10, CRM 7898-2001, range 9.5-10.5 | flacon (100 ml.) | 11
3.05.03.08.0020 | Chloride salt in crude oil - 100, CRM 7900-2001, range 95-105 | flacon (100 ml.) | 11
3.05.03.08.0030 | Chloride salt in crude oil - 300, CRM 7901-2001, range 291-309 | flacon (100 ml.) | 11
3.05.03.08.0040 | Chloride salt in crude oil - 5, CRM 7897-2001, range 4.5-5.5 | flacon (100 ml.) | 11
3.05.03.08.0050 | Chloride salt in crude oil - 50, CRM 7899-2001, range 47.5-52.5 | flacon (100 ml.) | 11
3.05.03.08.0060 | Chloride salt in crude oil - 900, CRM 7902-2001, range 891-909 | flacon (100 ml.) | 11
Closed Cup Flash Point Standard
3.05.03.09.0065 | Flash point standard - Pensky Martens closed cup CRM - 110, ASTM D93, CRM 8136-2002 (105-120°C) 250 ml |  | 43
3.05.03.09.0066 | Flash point standard - Pensky Martens closed cup CRM - 110, ASTM D93, CRM 8136-2002 (105-120°C) 500 ml |  | 86.5
3.05.03.09.0064 | Flash point standard - Pensky Martens closed cup CRM - 110, ASTM D93, CRM 8136-2002 (105-120°C) 100 ml |  | 22
3.05.03.09.0080 | Flash point standard - Pensky Martens closed cup CRM - 140, ASTM D93, CRM 8137-2002 (135-150°C) 250 ml |  | 14.5
3.05.03.09.0090 | Flash point standard - Pensky Martens closed cup CRM - 140, ASTM D93, CRM 8137-2002 (135-150°C) 500 ml |  | 18.8
3.05.03.09.0070 | Flash point standard - Pensky Martens closed cup CRM - 140, ASTM D93, CRM 8137-2002 (135-150°C) 100 ml |  | 10.8
3.05.03.09.0100 | Flash point standard - Pensky Martens closed cup CRM - 180, ASTM D93, CRM 8138-2002 (165-205°C) 100 ml |  | 11.7
3.05.03.09.0110 | Flash point standard - Pensky Martens closed cup CRM - 180, ASTM D93, CRM 8138-2002 (165-205°C) 250 ml |  | 15.6
3.05.03.09.0120 | Flash point standard - Pensky Martens closed cup CRM - 180, ASTM D93, CRM 8138-2002 (165-205°C) 500 ml |  | 20.3
3.05.03.09.0030 | Flash point standard - Pensky Martens closed cup CRM - 30, ASTM D93, CRM 8133-2002 (25-40°C) 500 ml |  | 19.2
3.05.03.09.0010 | Flash point standard - Pensky Martens closed cup CRM - 30, ASTM D93, CRM 8133-2002 (25-40°C) 100 ml |  | 11
3.05.03.09.0020 | Flash point standard - Pensky Martens closed cup CRM - 30, ASTM D93, CRM 8133-2002 (25-40°C) 250 ml |  | 14.8
3.05.03.09.0050 | Flash point standard - Pensky Martens closed cup CRM - 50, ASTM D93, CRM 8134-2002 (45-60°C) 250 ml
3.05.03.09.0060 | Flash point standard - Pensky Martens closed cup CRM - 50, ASTM D93, CRM 8134-2002 (45-60°C) 500 ml |  | 37.6
3.05.03.09.0040 | Flash point standard - Pensky Martens closed cup CRM - 50, ASTM D93, CRM 8134-2002 (45-60°C) 100 ml |  | 12.5
3.05.03.09.0063 | Flash point standard - Pensky Martens closed cup CRM - 80, ASTM D93, CRM 8135-2002 (75-90°C) 500 ml |  | 57.5
3.05.03.09.0061 | Flash point standard - Pensky Martens closed cup CRM - 80, ASTM D93, CRM 8135-2002 (75-90°C) 100 ml |  | 15.9
3.05.03.09.0062 | Flash point standard - Pensky Martens closed cup CRM - 80, ASTM D93, CRM 8135-2002 (75-90°C) 250 ml |  | 25.8
Open Cup Flash Point Standard
3.05.03.10.0050 | Flash point standard - Cleveland open cup CRM-110, ASTM D92, CRM 8151-2002 (110-125°C) 250 ml |  | 43.2
3.05.03.10.0060 | Flash point standard - Cleveland open cup CRM - 110, ASTM D92, CRM 8151-2002 (110-125°C) 500 ml |  | 86.5
3.05.03.10.0040 | Flash point standard - Cleveland open cup CRM - 110, ASTM D92, CRM 8151-2002 (110-125°C) 100 ml |  | 22
3.05.03.10.0090 | Flash point standard - Cleveland open cup CRM - 150, ASTM D92, CRM 8152-2002 (145-165°C) 500 ml |  | 18.8
3.05.03.10.0080 | Flash point standard - Cleveland open cup CRM - 150, ASTM D92, CRM 8152-2002 (145-165°C) 250 ml |  | 14.5
3.05.03.10.0070 | Flash point standard - Cleveland open cup CRM - 150, ASTM D92, CRM 8152-2002 (145-165°C) 100 ml |  | 11
3.05.03.10.0120 | Flash point standard - Cleveland open cup CRM - 190, ASTM D92, CRM 8153-2002 (185-215°C) 500 ml |  | 20
3.05.03.10.0100 | Flash point standard - Cleveland open cup CRM - 190, ASTM D92, CRM 8153-2002 (185-215°C) 100 ml |  | 11.7
3.05.03.10.0110 | Flash point standard - Cleveland open cup CRM - 190, ASTM D92, CRM 8153-2002 (185-215°C) 250 ml |  | 15.6
3.05.03.10.0140 | Flash point standard - Cleveland open cup CRM - 230, ASTM D92, CRM 8154-2002 (225-250°C) 250 ml |  | 14.8
3.05.03.10.0130 | Flash point standard - Cleveland open cup CRM - 230, ASTM D92, CRM 8154-2002 (225-250°C) 100 ml |  | 11
3.05.03.10.0150 | Flash point standard - Cleveland open cup CRM - 230, ASTM D92, CRM 8154-2002 (225-250°C) 500 ml |  | 19
3.05.03.10.0170 | Flash point standard - Cleveland open cup CRM - 270, ASTM D92, CRM 8155-2002 (255-290°C) 250 ml |  | 14
3.05.03.10.0180 | Flash point standard - Cleveland open cup CRM - 270, ASTM D92, CRM 8155-2002 (255-290°C) 500 ml |  | 18
3.05.03.10.0160 | Flash point standard - Cleveland open cup CRM - 270, ASTM D92, CRM 8155-2002 (255-290°C) 100 ml |  | 10.4
3.05.03.10.0020 | Flash point standard - Cleveland open cup CRM - 80, ASTM D92, CRM 8150-2002 (78-95°C) 250 ml |  | 26
3.05.03.10.0010 | Flash point standard - Cleveland open cup CRM - 80, ASTM D92, CRM 8150-2002 (78-95°C) 100 ml |  | 16
3.05.03.10.0030 | Flash point standard - Cleveland open cup CRM - 80, ASTM D92, CRM 8150-2002 (78-95°C) 500 ml |  | 46.5
Temperature of flow behavior and setting solid standard
3.05.03.18.0010 | Pour point standard - 10, ASTM D97, CRM 8926-2008, 100 ml | flacon (100 ml.) | 15
3.05.03.18.0020 | Pour point standard - 20, ASTM D97, CRM 8927-2008, 100 ml | flacon (100 ml.) | 15
3.05.03.18.0030 | Pour point standard - 30, ASTM D97, CRM 8928-2008, 100 ml | flacon (100 ml.) | 15
3.05.03.18.0040 | Pour point standard - 40, ASTM D97, CRM 8929-2008, 100 ml | flacon (100 ml.) | 15
3.05.03.18.0050 | Pour point standard - 50, ASTM D97, CRM 8930-2008, 100 ml | flacon (100 ml.) | 15
Fractional Distillation of Petroleum Products
3.05.03.11.0001 | Distillation standard, ASTM D86, CRM 8785-2006 (40-200°C) 110 ml | flacon (100 ml.) | 15
3.05.03.11.0004 | Distillation standard, ASTM D86, CRM 10201-2013, 110 ml | flacon (100 ml.) | 23.5
3.05.03.11.0002 | Distillation standard, ASTM D86, CRM 8786-2006 (180 - 350°C) 110 ml | flacon (100 ml.) | 17.3
3.05.03.11.0003 | Distillation standard, ASTM D86, CRM 8787-2006 (145 - 250°C) 110 ml | flacon (100 ml.) | 15
TBN standard
3.05.03.15.20 | Total base number - 1, ASTM D2896, CRM 8640-2004, 0.90-1.10 mgKOH/g, 100 ml | flacon (100 ml.) | 11.3
3.05.03.15.40 | Total base number - 10, ASTM D2896, CRM 8642-2004, 9.0-11.0 mgKOH/g, 5 ml | amp. (5 ml.) | 4.7
3.05.03.15.50 | Total base number - 20, ASTM D2896, CRM 8643-2004, 18.0-22.0 mgKOH/g, 5 ml | amp. (5 ml.) | 4.7
3.05.03.15.30 | Total base number - 5, ASTM D2896, CRM 8641-2004, 4.5-5.5 mgKOH/g, 5 ml | amp. (5 ml.) | 4.7

## Furniture
Tel: +7 (812) 448-76-10, 322-9600, 449-3122, 449-3123, email: info@ecohim.ru
Laboratory Furniture | Price (EXW Saint-Petersburg, Russia
Shelves
Panel for bottom shelves with 4 sockets 300x66x110 | 62 | pc
Laboratory bench top shelf (white metal) 1200x250x350 | 107 | pc
Laboratory bench top shelf (white metal) 1200x250x350 | 113 | pc
Laboratory bench bottom shelf (white metal) 1200x250x450 | 142 | pc
Laboratory bench bottom shelf (white metal) 1200x250x450 | 153 | pc
LAboratory bench bottom shelf (white metal) 1200x250x450 | 148 | pc
Laboratory bench shelf with 6 sockets (rack, white metal) 1200x690 | 137 | pc
Laboratory bench shelf with 6 sockets (rack, white metal) 1500x690 | 141 | pc
Wall bookrack (white metal)1200x340x400 | 253 | pc
Wall bookrack (grey metal) 1200x340x400 | 253 | pc
Wall bookrack (white metal) 1500x340x400 | 289 | pc
Wall bookrack (grey metal) 1500x340x400 | 289 | pc
Bench-mount bookrack (grey metal) 1200x340x400 | 296 | pc
Bench-mount bookrack (white metal) 1200x340x400 | 296 | pc
Bench-mount bookrack (white metal) 1500x340x400 | 332 | pc
Bench-mount bookrack (grey metal) 1500x340x400 | 332 | pc
Service stand with power switch and 4 sockets (white metal, sideward cable) 150x100x160 | 103 | pc
Service stand with power switch and 4 sockets (white metal, downward cable)150x100x160 | 109 | pc
Service stand with power switch and 4 sockets (grey metal, sideward cable) 150x100x160 | 103 | pc
Service stand with power switch and 4 sockets (grey metal, downward cable)150x100x160 | 103 | pc
Laboratory storage cabinets
Shelf stand (multi-purpose, 6 shelves, white metal) 1200x400x1980 | 634 | pc
Shelf stand (multi-purpose, 6 shelves, grey metal) 1200x400x1980 | 634 | pc
Shelf stand (multi-purpose, 6 shelves, grey metal) 600x400x1980 | 475 | pc
Shelf stand (multi-purpose, 6 shelves, white metal) 600x400x1980 | 475 | pc
Shelf stand (multi-purpose, 6 shelves, grey metal) 900x400x1980 | 570 | pc
Shelf stand (multi-purpose, 6 shelves, white metal) 900x400x1980 | 540 | pc
Mobile laboratory benchs
Mobile laboratory bench (steel, white metal) 600x550x640 | 107 | pc
Mobile laboratory bench (labgrade, white metal) 600x550x640 | 216 | pc
Mobile laboratory bench (grey laminate, white metal) 600x550x640 | 160 | pc
Mobile laboratory bench (white laminate, white metal) 600x550x640 | 137 | pc
Work bench for balance
Laboratory bench for balance (granite, white metal) 630х450х750 | 455 | pc
Laboratory bench for balance (granite, grey metal) 630х450х750 | 455 | pc
Laboratory bench for balance with rollout shelf (granite, white metal) 630x450x750 | 497 | pc
Laboratory bench for balance with rollout shelf (granite, grey metal) 630x450x750 | 497 | pc
Laboratory bench for balance (granite, white metal) 630х450х900 | 406 | pc
Laboratory bench for balance (granite, grey metal) 630х450х900 | 406 | pc
Laboratory bench for balance with rollout shelf (granite, white metal) 630х450х900 | 502 | pc
Laboratory bench for balance with rollout shelf (granite, grey metal) 630х450х900 | 502 | pc
Laboratory bench for balance with benchtop (white laminate, white metal) 1200х600х750 | 673 | pc
Laboratory bench for balance with benchtop (labgrade, white metal) 1200х600х750 | 900 | pc
Laboratory bench for balance with benchtop (grey laminate, white metal) 1200х600х750 | 673 | pc
Laboratory bench for hydrostatic weighting (ceramic) 610x610x1200 | 382 | pc
Computer desks
Mobile rack for computer base unit (labgrade, white metal) | 47 | pc
Computer laboratory bench (labgrade, white metal) 850x600x750 | 367 | pc
Computer laboratory bench (white laminate, white metal) 850x600x750 | 264 | pc
Computer laboratory bench (grey laminate, white metal) 850x600x750 | 264 | pc
Laboratory benches
Laboratory bench with 2 drawers and power supply + rack with 2 sockets and lamp (labgrade, white metal) 1200х850х1300 | 938 | pc
Laboratory bench with 2 drawers and power supply + rack with 2 sockets and lamp (white laminate, white metal) 1200х850х1300 | 694 | pc
Laboratory bench with 2 drawers and power supply + rack with 2 sockets and lamp (grey laminate, white metal) 1200х850х1300 | 694 | pc
Laboratory bench with 2 drawers and power supply + rack with 2 sockets and lamp (labgrade-light, white metal) 1210х850х1300 | 889 | pc
Laboratory bench with 2 drawers and power supply + rack with 2 sockets and lamp (ceramic, white metal) 1212х850х1300 | 789 | pc
Laboratory bench with 2 drawers and power supply (ceramic granite, white metal) 1212х610х850 | 484 | pc
Laboratory bench with 2 drawers and power supply (ceramic, white metal) 1212х610х850 | 510 | pc
Laboratory bench with 2 drawers and power supply (labgrade, white metal) 1200x600x850 | 602 | pc
Laboratory bench with 2 drawers and power supply (durcon, white metal) 1200x600x850 | 998 | pc
Laboratory bench with 2 drawers and power supply (white laminate, white metal) 1200x600x850 | 408 | pc
Laboratory bench with 2 drawers and power supply (grey laminate, white metal) 1200x600x850 | 408 | pc
Laboratory bench with 2 drawers and power supply (stainless steel, white metal) 1200x600x850 | 474 | pc
Laboratory bench with 2 drawers and power supply (labgrade-light, white metal) 1210х610х850 | 580 | pc
Laboratory bench with 2 drawers and power supply (durcon with ledge, white metal) 1213х613x850 | 1510 | pc
Laboratory bench with 2 drawers and power supply (labgrade, white metal) 1200х850х850 | 664 | pc
Laboratory bench with 2 drawers and power supply (ladgrade-light, white metal) 1200х850х850 | 615 | pc
Laboratory bench with 2 drawers and power supply (white laminate, white metal) 1200х850х850 | 452 | pc
Laboratory bench with 2 drawers and power supply (grey laminate, white metal) 1200х850х850 | 452 | pc
Laboratory bench with 2 drawers and power supply (ceramic granite, white metal) 1212х850х850 | 517 | pc
Laboratory bench with 2 drawers and power supply (ceramic, white metal) 1212х850х850 | 547 | pc
Laboratory bench with 2 drawers and power supply (power up, labgrade, white metal) 1200x850x850 | 693 | pc
Laboratory bench with 2 drawers and power supply (power up, grey laminate, white metal) 1200x850x850 | 558 | pc
Laboratory bench with 2 drawers and power supply (power up, white laminate, white metal) 1200x850x850 | 479 | pc
Laboratory bench (simplified, durcon, white metal) 1200х600х850 | 764 | pc
Laboratory bench (simplified, grey laminate, white metal) 1200х600х850 | 215 | pc
Laboratory bench (simplified, labgrade, white metal) 1200х600х850 | 367 | pc
Laboratory bench (simplified, stainless steel, white metal) 1200х600х850 | 280 | pc
Laboratory bench (simplified, white laminate, white metal) 1200х600х850 | 215 | pc
Laboratory bench (simplified, labgrade-light, white metal) 1210х610х850 | 362 | pc
Laboratory bench (simplified, ceramic granite, white metal) 1212х610х850 | 290 | pc
Laboratory bench (simplified, ceramic, white metal) 1212х610х850 | 302 | pc
Laboratory bench (simplified, durcon with ledge, white metal) 1213х613х850 | 140 | pc
Laboratory bench (simplified, labgrade, white metal) 1200х850х850 | 445 | pc
Laboratory bench (simplified, grey laminate, white metal) 1200х850х850 | 302 | pc
Laboratory bench (simplified, labgrade-light, white metal) 1200х850х850 | 396 | pc
Laboratory bench (simplified, white laminate, white metal) 1200х850х850 | 259 | pc
Laboratory bench (simplified, ceramic, white metal) 1210х850х850 | 354 | pc
Laboratory bench (simplified, ceramic granite, white metal) 1212х850х850 | 324 | pc
Writing-desks
Writing laboratory bench (labgrade, white metal) 1200x600x750 | 343 | pc
Writing laboratory bench (grey laminate, white metal) 1200x600x750 | 210 | pc
Writing laboratory bench (white laminate, white metal) 1200x600x750 | 171 | pc
Instrument work bench
Laboratory bench for equipment with 2 drawers and power supply + rack with 2 sockets and lamp (grey laminate, white metal) 1500x850x1300 | 675 | pc
Laboratory bench for equipment with 2 drawers and power supply + rack with 2 sockets and lamp (white laminate, white metal) 1500x850x1300 | 675 | pc
Laboratory bench for equipment with 2 drawers and power supply + rack with 2 sockets and lamp (labgrade-light, white metal) 1500x850x1300 | 874 | pc
Laboratory bench for equipment with 2 drawers and power supply + rack with 2 sockets and lamp (labgrade, white metal) 1500x850x1300 | 917 | pc
Laboratory bench for equipment with 2 drawers and power supply + rack with 2 sockets and lamp (ceramic, white metal) 1515x850x1300 | 802 | pc
Laboratory bench for equipment with 2 drawers and power supply (labgrade-light, white metal) 1500x600x850 | 587 | pc
Laboratory bench for equipment with 2 drawers and power supply (labgrade, white metal) 1500x600x850 | 582 | pc
Laboratory bench for equipment with 2 drawers and power supply (grey laminate, white metal) 1500x600x850 | 497 | pc
Laboratory bench for equipment with 2 drawers and power supply (white laminate, white metal) 1500x600x850 | 427 | pc
Laboratory bench for equipment with 2 drawers and power supply (ceramic granite, white metal) 1515x610x850 | 513 | pc
Laboratory bench for equipment with 2 drawers and power supply (ceramic, white metal) 1515x610x850 | 539 | pc
Laboratory bench for equipment with 2 drawers and power supply (grey laminate, white metal) 1500x600x850 | 296 | pc
Laboratory bench for equipment with 2 drawers and power supply (labgrade, white metal) 1500x850x850 | 674 | pc
Laboratory bench for equipment with 2 drawers and power supply (white laminate, white metal) 1500x850x850 | 460 | pc
Laboratory bench for equipment with 2 drawers and power supply (labgrade-light, white metal) 1500x850x850 | 632 | pc
Laboratory bench for equipment with 2 drawers and power supply (grey laminate, white metal) 1500x850x850 | 460 | pc
Laboratory bench for equipment with 2 drawers and power supply (ceramic, white metal) 1515x850x850 | 580 | pc
Laboratory bench for equipment with 2 drawers and power supply (ceramic granite, white metal) 1515x850x850 | 552 | pc
Laboratory bench for equipment with mobile underbench, 2 drawers and power supply (labgrade, white metal) 1500х850х850 | 712 | pc
Laboratory bench for equipment with mobile underbench, 2 drawers and power supply (white laminate, white metal) 1500х850х850 | 487 | pc
Laboratory bench for equipment with mobile underbench, 2 drawers and power supply (grey laminate, white metal) 1500х850х850 | 487 | pc
Laboratory bench for equipment with mobile underbench, 2 drawers and power supply (labgrade-light, white metal) 1515х850х850 | 663 | pc
Laboratory bench for equipment with mobile underbench, 2 drawers and power supply (ceramic, white metal) 1515х850х850 | 614 | pc
Laboratory bench for equipment with mobile underbench, 2 drawers and power supply (ceramic granite, white metal) 1515х850х850 | 576 | pc
Laboratory bench with mobile underbench, 2 drawers and power supply (labgrade, white metal) 1500x600x850 | 617 | pc
Laboratory bench with mobile underbench, 2 drawers and power supply (labgrade-light, white metal) 1515x610x850 | 615 | pc
Laboratory bench with mobile underbench, 2 drawers and power supply (grey laminate, white metal) 1515x610x850 | 452 | pc
Laboratory bench with mobile underbench, 2 drawers and power supply (white laminate, white metal) 1515x610x850 | 452 | pc
Laboratory bench with mobile underbench, 2 drawers and power supply (ceramic, white metal) 1515x610x850 | 566 | pc
Laboratory bench with mobile underbench, 2 drawers and power supply (ceramic granite, white metal) 1515x610x850 | 538 | pc
Laboratory bench for equipment with mobile underbench, 2 drawers and power supply + rack with 2 sockets and lamp (white laminate, white metal) 1500x850x1300 | 702 | pc
Laboratory bench for equipment with mobile underbench, 2 drawers and power supply + rack with 2 sockets and lamp (grey laminate, white metal) 1500x850x1300 | 702 | pc
Laboratory bench for equipment with mobile underbench, 2 drawers and power supply + rack with 2 sockets and lamp (labgrade, white metal) 1500x850x1300 | 952 | pc
Laboratory bench for equipment with mobile underbench, 2 drawers and power supply + rack with 2 sockets and lamp (grey laminate, white metal) 1500x850x1300 | 904 | pc
Laboratory bench for equipment with mobile underbench, 2 drawers and power supply + rack with 2 sockets and lamp (ceramic, white metal) 1515x850x1300 | 827 | pc
Laboratory bench for equipment (simplified, labgrade-light, white metal) 1500x600x850 | 369 | pc
Laboratory bench for equipment (simplified, white laminate, white metal) 1500x600x850 | 225 | pc
Laboratory bench for equipment (simplified, grey laminate, white metal) 1500x600x850 | 225 | pc
Laboratory bench for equipment (simplified, labgrade, white metal) 1500x600x850 | 382 | pc
Laboratory bench for equipment (simplified, ceramic granite, white metal) 1515x610x850 | 319 | pc
Laboratory bench for equipment (simplified, ceramic, white metal) 1515x610x850 | 347 | pc
Laboratory bench for equipment (simplified, labgrade-light, white metal) 1500x850x850 | 422 | pc
Laboratory bench for equipment (simplified, grey laminate, white metal) 1500x850x850 | 272 | pc
Laboratory bench for equipment (simplified, white laminate, white metal) 1500x850x850 | 272 | pc
Laboratory bench for equipment (simplified, labgrade, white metal) 1500x850x850 | 468 | pc
Laboratory bench for equipment (simplified, ceramic, white metal) 1515x850x850 | 402 | pc
Laboratory bench for equipment (simplified, ceramic granite, white metal) 1515x850x850 | 362 | pc
Sink benches
Sink bench (left hand side bowl, stainless steel, white metal) 1200x600x850 | 572 | pc
Sink bench (left hand side bowl, glass-reinforced plastic, white metal) 1200x600x850 | 753 | pc
Sink bench ( right hand side bowl, glass-reinforced plastic, white metal) 1200x600x850 | 572 | pc
Sink bench (right hand side bowl, stainless steel, white metal) 1200x600x850 | 753 | pc
Sink bench with 2 bowls and mixing tank (stainless steel, white metal) 1200x600x850 | 665 | pc
Sink bench with 1 bowl and mixing tank tof (durcon, white metal) 1200х600х850 | 2285 | pc
Double sink bench with 2 bowls and 2 mixing tanks tof (durcon, white metal) 1200х600х850 | 3285 | pc
Double sink bench with 2 bowls and mixing tank tof (durcon, white metal) 1200х600х850 | 3050 | pc
Double sink bench with 2 bowls and 2 mixing tanks tof (glass-reinforced plastic, white metal) 1200х600х850 | 1040 | pc
Double sink bench with 2 bowls and 2 mixing tanks tof (glass-reinforced plastic, white metal) 1200х600х850 TOF | 1186 | pc
Double sink bench with 2 bowls and water tap tof (glass-reinforced plastic, white metal) 1200х600х850 | 1007 | pc
Single sink bench (glass-reinforced plastic, white metal) 500х600х850 | 615 | pc
Single sink bench (stainless steel, white metal) 500х600х850 | 407 | pc
Single sink bench (mixing tank tof, durcon, white metal) 500х600х850 | 1667 | pc
Sink bench with 2 bowls and mixing tank (stainless steel) 800x600x850 | 589 | pc
Sink bench with drying rack (glass-reinforced plastic, white metal) 500x600x1300 | 714 | pc
Sink bench with drying rack (stainless steel, white metal) 500x600x1300 | 502 | pc
Sink bench with drying rack (mixing tank tof, durcon, white metal) 550x800x1400 | 1797 | pc
Drying rack with mounting for sink bench (glass-reinforced plastic) 500x150x550 | 144 | pc
Wall drying rack (grey metal) 500x150x550 | 106 | pc
Wall drying rack (white metal) 500x150x550 | 106 | pc
Side work benches
Attached bench (grey laminate, white metal) 600х600х850 | 178 | pc
Attached bench (white laminate, white metal) 600х600х850 | 178 | pc
Attached bench (labgrade, white metal) 600х600х850 | 262 | pc
Attached bench (labgrade-light, white metal) 610х610х850 | 292 | pc
Attached bench (ceramic granite, white metal) 610х610х850 | 250 | pc
Attached bench (ceramic, white metal) 610х610х850 | 264 | pc
Attached bench (white laminate, white metal) 600х850х850 | 189 | pc
Attached bench (grey laminate, white metal) 600х850х850 | 189 | pc
Attached bench (labgrade, white metal) 600х850х850 | 282 | pc
Attached bench (ceramic, white metal) 610х850х850 | 283 | pc
Attached bench (labgrade-light, white metal) 610х850х850 | 316 | pc
Attached bench (ceramic granite, grey metal) 610х850х850 | 270 | pc
Attached bench (white laminate, white metal) 850х850х850 | 223 | pc
Attached bench (grey laminate, white metal) 850х850х850 | 236 | pc
Attached bench (ceramic, white metal) 850х850х850 | 322 | pc
Attached bench (labgrade, white metal) 850х850х850 | 332 | pc
Attached bench (labgrade, white metal) 850х850х850 | 373 | pc
Attached bench (labgrade, white metal) 850х850х850 | 302 | pc
Laboratory underbench cabinets
Underbench cabinet with power supply with 2 drawers + 2 drawers + 2 drawers (grey laminate, white metal) 1200x600x850 | 963 | pc
Underbench cabinet with power supply with 2 drawers + 2 drawers + 2 drawers (durcon, white metal) 1200x600x850 | 1675 | pc
Underbench cabinet with power supply with 2 drawers + 2 drawers + 2 drawers (labgrade, white metal) 1200x600x850 | 1227 | pc
Underbench cabinet with power supply with 2 drawers + 2 drawers + 2 drawers (stainless steel, white metal) 1200x600x850 | 1028 | pc
Underbench cabinet with power supply with 2 drawers + 2 drawers + 2 drawers (white laminate, white metal) 1200x600x850 | 963 | pc
Underbench cabinet with power supply with 2 drawers + 2 drawers + 2 drawers (labgrade-light, white metal) 1212x610x850 | 1208 | pc
Underbench cabinet with power supply with 2 drawers + 2 drawers + 2 drawers (ceramic granite, white metal) 1212x610x850 | 1039 | pc
Underbench cabinet with power supply with 2 drawers + 2 drawers + 2 drawers (ceramic, white metal) 1212x610x850 | 1065 | pc
Underbench cabinet with power supply with 2 drawers + 2 drawers + 2 drawers (durcon with ledge, white metal) 1213x613x850 | 2185 | pc
Underbench cabinet with power supply with 2 drawers + 4 wide drawers (grey laminate, white metal) 1200x600x850 | 1009 | pc
Underbench cabinet with power supply with 2 drawers + 4 wide drawers (durcon, white laminate) 1200x600x850 | 1731 | pc
Underbench cabinet with power supply with 2 drawers + 4 wide drawers (stainless steel, white metal) 1200x600x850 | 1075 | pc
Underbench cabinet with power supply with 2 drawers + 4 wide drawers (labgrade, white metal) 1200x600x850 | 1280 | pc
Underbench cabinet with power supply with 2 drawers + 4 wide drawers (white laminate, white metal) 1200x600x850 | 1009 | pc
Underbench cabinet with power supply with 2 drawers + 4 wide drawers (labgrade-light, white metal) 1210x610x850 | 1260 | pc
Underbench cabinet with power supply with 2 drawers + 4 wide drawers (ceramic granite, white metal) 1210x610x850 | 1085 | pc
Underbench cabinet with power supply with 2 drawers + 4 wide drawers (ceramic, white metal) 1210x610x850 | 1112 | pc
Underbench cabinet with power supply with 2 drawers + 4 wide drawers (durcon with ledge, white metal) 1213x613x850 | 2242 | pc
Underbench cabinet with power supply with 2 drawers + 4 drawers + 1 small drawer + 1 big drawer (stainless steel, white metal) 1200x600x850 | 1130 | pc
Underbench cabinet with power supply with 2 drawers + 4 drawers + 1 small drawer + 1 big drawer (labgrade, white metal) 1200x600x850 | 1342 | pc
Underbench cabinet with power supply with 2 drawers + 4 drawers + 1 small drawer + 1 big drawer (white laminate, white metal) 1200x600x850 | 1064 | pc
Underbench cabinet with power supply with 2 drawers + 4 drawers + 1 small drawer + 1 big drawer (grey laminate, white metal) 1200x600x850 | 1109 | pc
Underbench cabinet with power supply with 2 drawers + 4 drawers + 1 small drawer + 1 big drawer (durcon, white metal) 1200x600x850 | 1798 | pc
Underbench cabinet with power supply with 2 drawers + 4 drawers + 1 small drawer + 1 big drawer (ceramic, white metal) 1210x610x850 | 1167 | pc
Underbench cabinet with power supply with 2 drawers + 4 drawers + 1 small drawer + 1 big drawer (labgrade, white metal) 1210x610x850 | 1322 | pc
Underbench cabinet with power supply with 2 drawers + 4 drawers + 1 small drawer + 1 big drawer (ceramic granite, white metal) 1210x610x850 | 1140 | pc
Underbench cabinet with power supply with 2 drawers + 4 drawers + 1 small drawer + 1 big drawer (durcon with ledge, white metal) 1213x613x850 | 2690 | pc
Underbench cabinet with 2 drawers + 4 drawers + 4 drawers (stainless steel, white metal) 1200x600x850 | 1102 | pc
Underbench cabinet with 2 drawers + 4 drawers + 4 drawers (white laminate, white metal) 1200x600x850 | 1159 | pc
Underbench cabinet with 2 drawers + 4 drawers + 4 drawers (grey laminate, white metal) 1200x600x850 | 1159 | pc
Underbench cabinet with 2 drawers + 4 drawers + 4 drawers (labgrade, white metal) 1200x600x850 | 1449 | pc
Underbench cabinet with 2 drawers + 4 drawers + 4 drawers (durcon, white metal) 1200x600x850 | 1913 | pc
Underbench cabinet with 2 drawers + 4 drawers + 4 drawers (ceramic, white metal) 1212x610x850 | 1262 | pc
Underbench cabinet with 2 drawers + 4 drawers + 4 drawers (labgrade, white metal) 1212x610x850 | 1429 | pc
Underbench cabinet with 2 drawers + 4 drawers + 4 drawers (ceramic granite, white metal) 1212x610x850 | 1224 | pc
Underbench cabinet with 2 drawers + 4 drawers + 4 drawers (durcon with ledge, white metal) 1213x613x850 | 2423 | pc
Technological attachments
Stand without water inlet + rack with 2 sockets and lamp (stainless steel, white metal) 1200x250x1300 | 336 | pc
Stand without water inlet + rack with 2 sockets and lamp (durcon, white metal) 1200x250x1300 | 615 | pc
Stand without water inlet + rack with 2 sockets and lamp (white laminate, white metal) 1200x250x1300 | 295 | pc
Stand without water inlet + rack with 2 sockets and lamp (labgrade, white metal) 1200x250x1300 | 369 | pc
Stand without water inlet + rack with 2 sockets and lamp (grey laminate, white metal) 1200x250x1300 | 295 | pc
Stand with water inlet + rack with 2 sockets and lamp (labgrade, white metal) 1200x250x1300 | 547 | pc
Stand with water inlet + rack with 2 sockets and lamp (durcon, white metal) 1200x250x1300 | 1197 | pc
Stand with water inlet + rack with 2 sockets and lamp (stainless steel, white metal) 1200x250x1300 | 526 | pc
Titration systems
Titration bench with 1 wide drawer (durcon, white metal) 1200х640х1830 | 1716 | pc
Titration bench with 1 wide drawer (labgrade, white metal) 1200х640х1830 | 1183 | pc
Titration bench with 1 wide drawer (ceramic, white metal) 1210х640х1830 | 1004 | pc
Titration bench with 2 drawers (labgrade, white metal) 1200х640х1830 | 1200 | pc
Titration bench with 2 drawers (durcon, white metal) 1200х640х1830 | 1735 | pc
Titration bench with 2 drawers (ceramic, white metal) 1212х640х1830 | 1020 | pc
Titration bench without drawers (labgrade, white metal) 1200х640х1830 | 1032 | pc
Titration bench without drawers (durcon, white metal) 1200х640х1830 | 1552 | pc
Titration bench without drawers (ceramic, white metal) 1212х640х1830 | 920 | pc
Cabinets
Mobile underbench cabinet (2 drawers, white metal) 460х530х640 | 420 | pc
Mobile underbench cabinet (2 drawers, gray metal) 460х530х640 | 420 | pc
Mobile underbench cabinet (3 drawers, white metal) 460х530х640 | 467 | pc
Mobile underbench cabinet (3 drawers, gray metal) 460х530х640 | 467 | pc
Mobile underbench cabinet (5 drawers, gray metal) 460х530х640 | 580 | pc
Mobile underbench cabinet (5 drawers, white metal) 460х530х640 |  | pc
Mobile underbench cabinet (left door, gray metal) 460х530х640 | 358 | pc
Mobile underbench cabinet (left door, white metal) 460х530х640 | 358 | pc
Mobile underbench cabinet (right door, white metal) 460х530х640 | 358 | pc
Mobile underbench cabinet (right door, gray metal) 460х530х640 | 358 | pc
Cabinet with 2 vertical drawers (white laminate, white metal) 640x630x1350 | 936 | pc
Cabinet with 2 vertical drawers (gray laminate, white metal) 640x630x1350 | 936 | pc
Cabinet with 2 vertical drawers (white laminate, gray metal) 640x630x1350 | 936 | pc
Cabinet with 2 vertical drawers (gray laminate, gray metal) 640x630x1350 | 936 | pc
Cabinet with 3 vertical drawers (gray laminate, white metal) 930x630x1350 | 1260 | pc
Cabinet with 3 vertical drawers (white laminate, gray metal) 930x630x1350 | 1260 | pc
Cabinet with 3 vertical drawers (gray laminate, gray metal) 930x630x1350 | 1260 | pc
Cabinet with 3 vertical drawers (white laminate, white metal) 930x630x1350 | 1260 | pc
Fume hoods
Fume cupboard without water inlet, with flame-protected power supply (stainless steel, white metal) 1500х750х2250 | 300 | pc
Fume cupboard without water inlet, with flame-protected power supply (ceramic, white metal) 1500х750х2250 | 3020 | pc
Fume cupboard without water inlet, with flame-protected power supply (durcon, white metal) 1500х750х2250 | 4328 | pc
Fume cupboard without water inlet, with flame-protected power supply (labgrade, white metal) 1500х750х2250 | 3473 | pc
Fume cupboard without water inlet, with power supply (durcon, white metal) 1500х750х2250 | 3700 | pc
Fume cupboard without water inlet, with power supply (ceramic, white metal) 1500х750х2250 | 2480 | pc
Fume cupboard without water inlet, with power supply (labgrade, white metal) 1500х750х2250 | 2862 | pc
Fume cupboard without water inlet, with power supply (stainless steel, white metal) 1500х750х2250 | 2455 | pc
Fume cupboard with water inlet and flame-protected power supply (ceramic, white metal) 1500х750х2250 | 3102 | pc
Fume cupboard with water inlet and flame-protected power supply (stainless steel, white metal) 1500х750х2250 | 3255 | pc
Fume cupboard with water inlet and flame-protected power supply (durcon, white metal) 1500х750х2250 | 4772 | pc
Fume cupboard with water inlet and flame-protected power supply (labgrade, white metal) 1500х750х2250 | 3560 | pc
Fume cupboard with water inlet and power supply (ceramic, white metal) 1500х750х2250 | 2560 | pc
Fume cupboard with water inlet and power supply (stainless steel, white metal) 1500х750х2250 | 2532 | pc
Fume cupboard with water inlet and power supply (durcon, white metal) 1500х750х2250 | 4113 | pc
Fume cupboard with water inlet and power supply (labgrade, whitel metal) 1500х750х2250 | 2748 | pc
Fume cupboard with double sink without power supply (durcon, white metal) 1500x750x2250 | 4925 | pc
Fume cupboard with double sink without power supply (stainless steel, white metal) 1500x750x2250 | 2232 | pc
Fume cupboard with double sink and flame-protected power supply (durcon, white metal) 1500х750х2250 | 6004 | pc
Fume cupboard with double sink and flame-protected power supply (stainless steel, white metal) 1500х750х2250 | 3264 | pc
Fume cupboard with single sink without power supply (stainless steel, white metal) 1500x750x2250 | 2135 | pc
Fume cupboard with single sink without power supply (durcon, white metal) 1500x750x2250 | 4177 | pc
Fume cupboard with sibgle sink and flame-protected power supply (durcon, white metal) 1500х750х2250 | 5223 | pc
Fume cupboard with sibgle sink and flame-protected power supply (stainless steel, white metal) 1500х750х2250 | 3225 | pc
Cupboard for heating furnace (ceramic, white metal) 1210x850x1960 | 678 | pc
Cupboard for heating furnace (ceramic, grey metal) 1210x850x1960 | 678 | pc
Cupboard for heating furnace (ceramic, white metal) 970х920х1850 | 595 | pc
Cupboard for heating furnace (ceramic, grey metal) 970х920х1850 | 595 | pc
Storage cabinets for laboratory ware, chenical reagents, bulbs and clothing
Laboratory cabinet for pressure vessels (double-wing, glass-reinforced plastic, grey metal) 700x370x1660 | 367 | pc
Laboratory cabinet for pressure vessels (single-wing,glass-reinforced plastic, grey metal) 350x370x1660 | 334 | pc
Cabinet for clothes (double-wing, glass-reinforced plastic, grey metal) 900x570x1970 | 655 | pc
Cabinet for clothes (single-wing, glass-reinforced plastic, grey metal) 450x570x1970 | 422 | pc
Cupboard for laboratory ware 2 sections, 2 doors (glass-reinforced plastic, white metal) 600х440х1970 | 520 | pc
Cupboard for laboratory ware 2 sections, 2 doors (glass-reinforced plastic, grey metal) 600х440х1970 | 520 | pc
Cupboard for laboratory ware 2 sections, 4 doors (glass-reinforced plastic, grey metal) 900х440х1970 | 698 | pc
Cupboard for laboratory ware 2 sections, 4 doors (glass-reinforced plastic, grey metal) 900х440х1970 | 885 | pc
Cupboard for laboratory ware 2 sections, 4 doors (glass-reinforced plastic, white metal) 900х440х1970 | 698 | pc
Cupboard for vessels with reagents 2 sections, 2 doors (glass-reinforced plastic, white metal) 600х440х1970 | 584 | pc
Cupboard for vessels with reagents 2 sections, 2 doors (glass-reinforced plastic, grey metal) 600х440х1970 | 584 | pc
Cupboard for vessels with reagents 2 sections, 2 doors (glass-reinforced plastic, grey metal) 600х440х1970 | 723 | pc
Cupboard for vessels with reagents 2 sections, 4 doors (glass-reinforced plastic, grey metal) 900х440х1970 | 718 | pc
Cupboard for vessels with reagents 2 sections, 4 doors (glass-reinforced plastic, white metal) 900х440х1970 | 718 | pc
Storage cabinet for hazardous substances (flammable liquids), (glass-reinforced plastic, grey metal) 600х600х1950 | 1773 | pc
Storage cabinet for hazardous substances (acids and flammable liquids), (glass-reinforced plastic, grey metal) 600х600х1950 | 1730 | pc
Storage cabinet for hazardous substances (acids) (glass-reinforced plastic, grey metal) 600х600х1950 | 1620 | pc
Laboratory underbench cabinet
Laboratory underbench cabinet (white laminate, white metal) 610х450х1050 | 390 | pc
Laboratory underbench cabinet (grey laminate, white metal) 610х450х1050 | 390 | pc
Laboratory underbench cabinet (white laminate, grey metal) 610х450х1050 | 390 | pc
Laboratory underbench cabinet (grey laminate, grey metal) 610х450х1050 | 390 | pc
Laboratory underbench cabinet 2 doors (white laminate, white metal) 910х450х1050 | 430 | pc
Laboratory underbench cabinet 2 doors (grey laminate, white metal) 910х450х1050 | 430 | pc
Laboratory underbench cabinet 2 doors (white laminate, grey metal) 910х450х1050 | 430 | pc
Laboratory underbench cabinet 2 doors (grey laminate, grey metal) 910х450х1050 | 430 | pc
Laboratory underbench cabinet 2 doors (white laminate, white metal) 910х600х1050 | 455 | pc
Laboratory underbench cabinet 2 doors (gray laminate, white metal) 910х600х1050 | 455 | pc
Laboratory underbench cabinet 2 doors (white laminate, gray metal) 910х600х1050 | 455 | pc
Laboratory underbench cabinet 2 doors (gray laminate, gray metal) 910х600х1050 | 455 | pc
Laboratory chairs and stools
Laboratory staking chair (faux leather, h=620-760) | 110 | pc
Laboratory staking chair (polyurethane, h=620-760) | 188 | pc
Laboratory castor chair (faux leather, h=620-760) | 105 | pc
Laboratory castor chair (PU, h=620-760) | 185 | pc
Office staking chair (faux leather, h=410-540) | 68 | pc
Office staking chair (PU, h=410-540) | 152 | pc
Office castor chair (faux leather, h=410-540) | 65 | pc
Office castor chair (PU, h=410-540) | 148 | pc
Laboratory staking stool (faux leather, h=620-760) | 100 | pc
Laboratory staking stool (PU, h=620-760) | 130 | pc
Laboratory castor stool (faux leather, h=620-760) | 95 | pc
Laboratory staking stool (PU, h=620-760) | 127 | pc
Office staking stool (PU, h=410-540) | 94 | pc
Office castor stool (faux leather, h=410-540) | 62 | pc
Office castor stool (PU, h=410-540) | 90 | pc
Office staking stool (faux leather, h=410-540) | 66 | pc

## Viscosimeters
Tel: +7 (812) 448-76-10, 322-9600, 449-3122, 449-3123, email: info@ecohim.ru
Glass capillary viscosimeters ECROS |  |  | Price USD, (EXW S.Peterburg, Russia)
4.01.02.07.0010 | Viscosimeter VNJ 0.45 ECROS | unit | 30
4.01.02.07.0020 | Viscosimeter VNJ 0.61 ECROS | unit | 30
4.01.02.07.0030 | Viscosimeter VNJ 0.80 ECROS | unit | 30
4.01.02.07.0040 | Viscosimeter VNJ 1.08 ECROS | unit | 30
4.01.02.07.0050 | Viscosimeter VNJ 1.41 ECROS | unit | 30
4.01.02.07.0060 | Viscosimeter VNJ 1.91 ECROS | unit | 30
4.01.02.07.0070 | Viscosimeter VNJ 2.52 ECROS | unit | 30
4.01.02.07.0080 | Viscosimeter VNJ 3.42 ECROS | unit | 30
4.01.02.07.0090 | Viscosimeter VNJ 4.5 ECROS | unit | 30
4.01.02.07.0100 | Viscosimeter VPJ-1 0.34 ECROS | unit | 26
4.01.02.07.0110 | Viscosimeter VPJ-1 0.54 ECROS | unit | 26
4.01.02.07.0120 | Viscosimeter VPJ-1 0.86 ECROS | unit | 26
4.01.02.07.0130 | Viscosimeter VPJ-1 1.16 ECROS | unit | 26
4.01.02.07.0140 | Viscosimeter VPJ-1 1.52 ECROS | unit | 26
4.01.02.07.0150 | Viscosimeter VPJ-1 2.10 ECROS | unit | 26
4.01.02.07.0160 | Viscosimeter VPJ-1 2.75 ECROS | unit | 26
4.01.02.07.0170 | Viscosimeter VPJ-1 3.75 ECROS | unit | 26
4.01.02.07.0180 | Viscosimeter VPJ-1 5.10 ECROS | unit | 26
4.01.02.07.0190 | Viscosimeter VPJ-2 0.34 ECROS | unit | 24
4.01.02.07.0200 | Viscosimeter VPJ-2 0.39 ECROS | unit | 24
4.01.02.07.0210 | Viscosimeter VPJ-2 0.56 ECROS | unit | 24
4.01.02.07.0220 | Viscosimeter VPJ-2 0.73 ECROS | unit | 24
4.01.02.07.0230 | Viscosimeter VPJ-2 0.99 ECROS | unit | 24
4.01.02.07.0240 | Viscosimeter VPJ-2 1.31 ECROS | unit | 24
4.01.02.07.0250 | Viscosimeter VPJ-2 1.77 ECROS | unit | 24
4.01.02.07.0260 | Viscosimeter VPJ-2 2.37 ECROS | unit | 24
4.01.02.07.0270 | Viscosimeter VPJ-2 3.35 ECROS | unit | 24
4.01.02.07.0280 | Viscosimeter VPJ-2 4.66 ECROS | unit | 24
4.01.02.07.0300 | Viscosimeter VPJ-3 0.38 ECROS | unit | 79
4.01.02.07.0290 | Viscosimeter VPJ-3 0.43 ECROS | unit | 79
4.01.02.07.0310 | Viscosimeter VPJ-3 0.49 ECROS | unit | 79
4.01.02.07.0320 | Viscosimeter VPJ-3 0.56 ECROS | unit | 79
4.01.02.07.0330 | Viscosimeter VPJ-3 0.80 ECROS | unit | 79
4.01.02.07.0340 | Viscosimeter VPJ-3 0.92 ECROS | unit | 79
4.01.02.07.0350 | Viscosimeter VPJ-3 1.06 ECROS | unit | 79
4.01.02.07.0360 | Viscosimeter VPJ-3 1.20 ECROS | unit | 79
4.01.02.07.0370 | Viscosimeter VPJ-3 1.43 ECROS | unit | 79
4.01.02.07.0380 | Viscosimeter VPJ-3 1.63 ECROS | unit | 79
4.01.02.07.0390 | Viscosimeter VPJ-4 0.37 ECROS | unit | 19
4.01.02.07.0400 | Viscosimeter VPJ-4 0.42 ECROS | unit | 19
4.01.02.07.0410 | Viscosimeter VPJ-4 0.62 ECROS | unit | 19
4.01.02.07.0420 | Viscosimeter VPJ-4 0.82 ECROS | unit | 19
4.01.02.07.0430 | Viscosimeter VPJ-4 1.12 ECROS | unit | 19
4.01.02.07.0440 | Viscosimeter VPJ-4 1.47 ECROS | unit | 19
4.01.02.07.0450 | Viscosimeter VPJ-4 2.00 ECROS | unit | 19
4.01.02.07.0460 | Viscosimeter VPJ-4 2.62 ECROS | unit | 19
4.01.02.07.0470 | Viscosimeter VPJ-4 3.55 ECROS | unit | 19